## Spatial(Point,Line,Polygn)Input
SAG Feature Number | Asset Sub Type | Asset Record Capture Type | Differs from design (yes/no) | Asset Unique Identifier | Asset Tag | mE | mN | Vertex Order | Network (WW,SW,WS) | Station Type | Station Number | Site Name | Short Description | Descriptive Comment (Serving For, Situated at, Purpose of the asset) | Manufacturer | Model | Model Number | Manufacturing Serial Number | Date of commission | Warranty Start Date | Warranty End Date | Acquisition Value - Purchase Cost | Acquisition Value - Installation Cost | Survey Date | Photo - File Name | Attribute 1 | Attribute 2 | Attribute 3 | Attribute 4 | Attribute 5 | Attribute 6 | Attribute 7 | Attribute 8 | Attribute 9 | Attribute 10 | Attribute 11 | Attribute 12 | Attribute 13 | Attribute 14 | Attribute 15 | Attribute 16 | Attribute 17 | Attribute 18 | Attribute 19 | Attribute 20 | Attribute 21 | Attribute 22 | Attribute 23 | Attribute 24 | Attribute 25 | Attribute 26 | Attribute 27 | Attribute 28 | Attribute 29 | Attribute 30

## Non-Spatial Asset Input
SAG Feature Number | Asset Sub Type | Asset Record Capture Type | Differs from design (yes/no) | Asset Unique Identifier | Asset Tag | mE | mN | Vertex Order | Network (WW,SW,WS) | Station Type | Station Number | Site Name | Short Description | Descriptive Comment (Serving For, Situated at, Purpose of the asset) | Manufacturer | Model | Model Number | Manufacturing Serial Number | Date of commission | Warranty Start Date | Warranty End Date | Acquisition Value - Purchase Cost | Acquisition Value - Installation Cost | Survey Date | Photo - File Name | Attribute 1 | Attribute 2 | Attribute 3 | Attribute 4 | Attribute 5 | Attribute 6 | Attribute 7 | Attribute 8 | Attribute 9 | Attribute 10 | Attribute 11 | Attribute 12 | Attribute 13 | Attribute 14 | Attribute 15 | Attribute 16 | Attribute 17 | Attribute 18 | Attribute 19 | Attribute 20

## Feature_Templates
Copy paste rows from Feature Templates into Spatial or Non-Spatial Input tab to commence asset data entry
Actuator
Type of Non-Spatial feature | Actuator Type | Asset Record Capture Type | Differs from design (yes/no) | Asset Unique Identifier | Asset Tag | mE | mN | Vertex Order | Network (WW,SW,WS) | Station Type | Station Number | Site Name | Short Description | Descriptive Comment (Serving For, Situated at, Purpose of the asset) | Manufacturer | Model | Model Number | Manufacturing Serial Number | Date of commission | Warranty Start Date | Warranty End Date | Acquisition Value - Purchase Cost | Acquisition Value - Installation Cost | Survey Date | Photo - File Name | KW Rating | Voltage | Current Type | Torque Rating in N/m | Installation Company | LEAVE BLANK | LEAVE BLANK | LEAVE BLANK | LEAVE BLANK | LEAVE BLANK | LEAVE BLANK | LEAVE BLANK
SN01 | Actuator Type | Asset Record Capture Type | Differs from design (yes/no) | Asset Unique Identifier | Asset Tag | LEAVE BLANK | LEAVE BLANK | LEAVE BLANK | Network (WW,SW,WS) | Station Type | Station Number | Site Name | Short Description | Descriptive Comment (Serving For, Situated at, Purpose of the asset) | Manufacturer | Model | Model Number | Manufacturing Serial Number | Date of commission | Warranty Start Date | Warranty End Date | Acquisition Value - Purchase Cost | Acquisition Value - Installation Cost | Survey Date | Photo - File Name | KW Rating | Voltage | Current Type | Torque Rating in N/m | Installation Company | LEAVE BLANK | LEAVE BLANK | LEAVE BLANK | LEAVE BLANK | LEAVE BLANK | LEAVE BLANK | LEAVE BLANK
Air Conditioner
Type of Non-Spatial feature | Air Conditioner Type | Asset Record Capture Type | Differs from design (yes/no) | Asset Unique Identifier | Asset Tag | mE | mN | Vertex Order | Network (WW,SW,WS) | Station Type | Station Number | Site Name | Short Description | Descriptive Comment (Serving For, Situated at, Purpose of the asset) | Manufacturer | Model | Model Number | Manufacturing Serial Number | Date of commission | Warranty Start Date | Warranty End Date | Acquisition Value - Purchase Cost | Acquisition Value - Installation Cost | Survey Date | Photo - File Name | KW Rating | Installation Company | Phase | Cooling Capacity in kW | LEAVE BLANK | LEAVE BLANK | LEAVE BLANK | LEAVE BLANK | LEAVE BLANK | LEAVE BLANK | LEAVE BLANK | LEAVE BLANK
SN02 | Air Conditioner Type | Asset Record Capture Type | Differs from design (yes/no) | Asset Unique Identifier | Asset Tag | LEAVE BLANK | LEAVE BLANK | LEAVE BLANK | Network (WW,SW,WS) | Station Type | Station Number | Site Name | Short Description | Descriptive Comment (Serving For, Situated at, Purpose of the asset) | Manufacturer | Model | Model Number | Manufacturing Serial Number | Date of commission | Warranty Start Date | Warranty End Date | Acquisition Value - Purchase Cost | Acquisition Value - Installation Cost | Survey Date | Photo - File Name | KW Rating | Installation Company | Phase | Cooling Capacity in kW | LEAVE BLANK | LEAVE BLANK | LEAVE BLANK | LEAVE BLANK | LEAVE BLANK | LEAVE BLANK | LEAVE BLANK | LEAVE BLANK
Air Tank System
Type of Non-Spatial feature | LEAVE BLANK | Asset Record Capture Type | Differs from design (yes/no) | Asset Unique Identifier | Asset Tag | mE | mN | Vertex Order | Network (WW,SW,WS) | Station Type | Station Number | Site Name | Short Description | Descriptive Comment (Serving For, Situated at, Purpose of the asset) | Manufacturer | Model | Model Number | Manufacturing Serial Number | Date of commission | Warranty Start Date | Warranty End Date | Acquisition Value - Purchase Cost | Acquisition Value - Installation Cost | Survey Date | Photo - File Name | Operating Pressure in kPa | Volume in m3 | LEAVE BLANK | LEAVE BLANK | LEAVE BLANK | LEAVE BLANK | LEAVE BLANK | LEAVE BLANK | LEAVE BLANK | LEAVE BLANK | LEAVE BLANK | LEAVE BLANK
SN03 | LEAVE BLANK | Asset Record Capture Type | Differs from design (yes/no) | Asset Unique Identifier | Asset Tag | LEAVE BLANK | LEAVE BLANK | LEAVE BLANK | Network (WW,SW,WS) | Station Type | Station Number | Site Name | Short Description | Descriptive Comment (Serving For, Situated at, Purpose of the asset) | Manufacturer | Model | Model Number | Manufacturing Serial Number | Date of commission | Warranty Start Date | Warranty End Date | Acquisition Value - Purchase Cost | Acquisition Value - Installation Cost | Survey Date | Photo - File Name | Operating Pressure in kPa | Volume in m3 | LEAVE BLANK | LEAVE BLANK | LEAVE BLANK | LEAVE BLANK | LEAVE BLANK | LEAVE BLANK | LEAVE BLANK | LEAVE BLANK | LEAVE BLANK | LEAVE BLANK
Cable
Type of Non-Spatial feature | Cable Type | Asset Record Capture Type | Differs from design (yes/no) | Asset Unique Identifier | Asset Tag | mE | mN | Vertex Order | Network (WW,SW,WS) | Station Type | Station Number | Site Name | Short Description | Descriptive Comment (Serving For, Situated at, Purpose of the asset) | Manufacturer | Model | Model Number | Manufacturing Serial Number | Date of commission | Warranty Start Date | Warranty End Date | Acquisition Value - Purchase Cost | Acquisition Value - Installation Cost | Survey Date | Photo - File Name | Cable Purpose | Cable Length in meters | Installation Company | Rating in Amp (for Power Cable) | No. of Cores (for Comms, Control) | Phase | LEAVE BLANK | LEAVE BLANK | LEAVE BLANK | LEAVE BLANK | LEAVE BLANK | LEAVE BLANK
SN04 | Cable Type | Asset Record Capture Type | Differs from design (yes/no) | Asset Unique Identifier | Asset Tag | LEAVE BLANK | LEAVE BLANK | LEAVE BLANK | Network (WW,SW,WS) | Station Type | Station Number | Site Name | Short Description | Descriptive Comment (Serving For, Situated at, Purpose of the asset) | Manufacturer | Model | Model Number | Manufacturing Serial Number | Date of commission | Warranty Start Date | Warranty End Date | Acquisition Value - Purchase Cost | Acquisition Value - Installation Cost | Survey Date | Photo - File Name | Cable Purpose | Cable Length in meters | Installation Company | Rating in Amp (for Power Cable) | No. of Cores (for Comms, Control) | Phase | LEAVE BLANK | LEAVE BLANK | LEAVE BLANK | LEAVE BLANK | LEAVE BLANK | LEAVE BLANK
Compressor
Type of Non-Spatial feature | LEAVE BLANK | Asset Record Capture Type | Differs from design (yes/no) | Asset Unique Identifier | Asset Tag | mE | mN | Vertex Order | Network (WW,SW,WS) | Station Type | Station Number | Site Name | Short Description | Descriptive Comment (Serving For, Situated at, Purpose of the asset) | Manufacturer | Model | Model Number | Manufacturing Serial Number | Date of commission | Warranty Start Date | Warranty End Date | Acquisition Value - Purchase Cost | Acquisition Value - Installation Cost | Survey Date | Photo - File Name | KW Rating | Phase | LEAVE BLANK | LEAVE BLANK | LEAVE BLANK | LEAVE BLANK | LEAVE BLANK | LEAVE BLANK | LEAVE BLANK | LEAVE BLANK | LEAVE BLANK | LEAVE BLANK
SN05 | LEAVE BLANK | Asset Record Capture Type | Differs from design (yes/no) | Asset Unique Identifier | Asset Tag | LEAVE BLANK | LEAVE BLANK | LEAVE BLANK | Network (WW,SW,WS) | Station Type | Station Number | Site Name | Short Description | Descriptive Comment (Serving For, Situated at, Purpose of the asset) | Manufacturer | Model | Model Number | Manufacturing Serial Number | Date of commission | Warranty Start Date | Warranty End Date | Acquisition Value - Purchase Cost | Acquisition Value - Installation Cost | Survey Date | Photo - File Name | KW Rating | Phase | LEAVE BLANK | LEAVE BLANK | LEAVE BLANK | LEAVE BLANK | LEAVE BLANK | LEAVE BLANK | LEAVE BLANK | LEAVE BLANK | LEAVE BLANK | LEAVE BLANK
Crane
Type of Non-Spatial feature | Crane Type | Asset Record Capture Type | Differs from design (yes/no) | Asset Unique Identifier | Asset Tag | mE | mN | Vertex Order | Network (WW,SW,WS) | Station Type | Station Number | Site Name | Short Description | Descriptive Comment (Serving For, Situated at, Purpose of the asset) | Manufacturer | Model | Model Number | Manufacturing Serial Number | Date of commission | Warranty Start Date | Warranty End Date | Acquisition Value - Purchase Cost | Acquisition Value - Installation Cost | Survey Date | Photo - File Name | Inspection Number | Installation Company | Crane Controls | Phase | Lifting Capacity (Tonne) | Installation Certificate Date | LEAVE BLANK | LEAVE BLANK | LEAVE BLANK | LEAVE BLANK | LEAVE BLANK | LEAVE BLANK
SN06 | Crane Type | Asset Record Capture Type | Differs from design (yes/no) | Asset Unique Identifier | Asset Tag | LEAVE BLANK | LEAVE BLANK | LEAVE BLANK | Network (WW,SW,WS) | Station Type | Station Number | Site Name | Short Description | Descriptive Comment (Serving For, Situated at, Purpose of the asset) | Manufacturer | Model | Model Number | Manufacturing Serial Number | Date of commission | Warranty Start Date | Warranty End Date | Acquisition Value - Purchase Cost | Acquisition Value - Installation Cost | Survey Date | Photo - File Name | Inspection Number | Installation Company | Crane Controls | Phase | Lifting Capacity (Tonne) | Installation Certificate Date | LEAVE BLANK | LEAVE BLANK | LEAVE BLANK | LEAVE BLANK | LEAVE BLANK | LEAVE BLANK
Electrical System
Type of Non-Spatial feature | Electrical System Type | Asset Record Capture Type | Differs from design (yes/no) | Asset Unique Identifier | Asset Tag | mE | mN | Vertex Order | Network (WW,SW,WS) | Station Type | Station Number | Site Name | Short Description | Descriptive Comment (Serving For, Situated at, Purpose of the asset) | Manufacturer | Model | Model Number | Manufacturing Serial Number | Date of commission | Warranty Start Date | Warranty End Date | Acquisition Value - Purchase Cost | Acquisition Value - Installation Cost | Survey Date | Photo - File Name | Main Switch Amps | Ingress Protection | Form of Separation | Type Tested | Fault Rating | Installation Company | Transformer to Cabinet Cable Length in meters | Cabinet to Pump Cable Length in meters | Main Switch Manufacturer | Main Switch Model | LEAVE BLANK | LEAVE BLANK
SN07 | Electrical System Type | Asset Record Capture Type | Differs from design (yes/no) | Asset Unique Identifier | Asset Tag | LEAVE BLANK | LEAVE BLANK | LEAVE BLANK | Network (WW,SW,WS) | Station Type | Station Number | Site Name | Short Description | Descriptive Comment (Serving For, Situated at, Purpose of the asset) | Manufacturer | Model | Model Number | Manufacturing Serial Number | Date of commission | Warranty Start Date | Warranty End Date | Acquisition Value - Purchase Cost | Acquisition Value - Installation Cost | Survey Date | Photo - File Name | Main Switch Amps | Ingress Protection | Form of Separation | Type Tested | Fault Rating | Installation Company | Transformer to Cabinet Cable Length in meters | Cabinet to Pump Cable Length in meters | Main Switch Manufacturer | Main Switch Model | LEAVE BLANK | LEAVE BLANK
Engine
Type of Non-Spatial feature | Fuel Type | Asset Record Capture Type | Differs from design (yes/no) | Asset Unique Identifier | Asset Tag | mE | mN | Vertex Order | Network (WW,SW,WS) | Station Type | Station Number | Site Name | Short Description | Descriptive Comment (Serving For, Situated at, Purpose of the asset) | Manufacturer | Model | Model Number | Manufacturing Serial Number | Date of commission | Warranty Start Date | Warranty End Date | Acquisition Value - Purchase Cost | Acquisition Value - Installation Cost | Survey Date | Photo - File Name | Fuel Consumption (Litres/Hour) | KW Rating | RPM | Output Drive Type | LEAVE BLANK | LEAVE BLANK | LEAVE BLANK | LEAVE BLANK | LEAVE BLANK | LEAVE BLANK | LEAVE BLANK | LEAVE BLANK
SN08 | Fuel Type | Asset Record Capture Type | Differs from design (yes/no) | Asset Unique Identifier | Asset Tag | LEAVE BLANK | LEAVE BLANK | LEAVE BLANK | Network (WW,SW,WS) | Station Type | Station Number | Site Name | Short Description | Descriptive Comment (Serving For, Situated at, Purpose of the asset) | Manufacturer | Model | Model Number | Manufacturing Serial Number | Date of commission | Warranty Start Date | Warranty End Date | Acquisition Value - Purchase Cost | Acquisition Value - Installation Cost | Survey Date | Photo - File Name | Fuel Consumption (Litres/Hour) | KW Rating | RPM | Output Drive Type | LEAVE BLANK | LEAVE BLANK | LEAVE BLANK | LEAVE BLANK | LEAVE BLANK | LEAVE BLANK | LEAVE BLANK | LEAVE BLANK
Exchanger
Type of Non-Spatial feature | Exchanger Type | Asset Record Capture Type | Differs from design (yes/no) | Asset Unique Identifier | Asset Tag | mE | mN | Vertex Order | Network (WW,SW,WS) | Station Type | Station Number | Site Name | Short Description | Descriptive Comment (Serving For, Situated at, Purpose of the asset) | Manufacturer | Model | Model Number | Manufacturing Serial Number | Date of commission | Warranty Start Date | Warranty End Date | Acquisition Value - Purchase Cost | Acquisition Value - Installation Cost | Survey Date | Photo - File Name | Exchanger Capacity in kW | Operating Fluid | Operating Pressure in kPa | Installation Company | LEAVE BLANK | LEAVE BLANK | LEAVE BLANK | LEAVE BLANK | LEAVE BLANK | LEAVE BLANK | LEAVE BLANK | LEAVE BLANK
SN09 | Exchanger Type | Asset Record Capture Type | Differs from design (yes/no) | Asset Unique Identifier | Asset Tag | LEAVE BLANK | LEAVE BLANK | LEAVE BLANK | Network (WW,SW,WS) | Station Type | Station Number | Site Name | Short Description | Descriptive Comment (Serving For, Situated at, Purpose of the asset) | Manufacturer | Model | Model Number | Manufacturing Serial Number | Date of commission | Warranty Start Date | Warranty End Date | Acquisition Value - Purchase Cost | Acquisition Value - Installation Cost | Survey Date | Photo - File Name | Exchanger Capacity in kW | Operating Fluid | Operating Pressure in kPa | Installation Company | LEAVE BLANK | LEAVE BLANK | LEAVE BLANK | LEAVE BLANK | LEAVE BLANK | LEAVE BLANK | LEAVE BLANK | LEAVE BLANK
Fan
Type of Non-Spatial feature | Fan Type | Asset Record Capture Type | Differs from design (yes/no) | Asset Unique Identifier | Asset Tag | mE | mN | Vertex Order | Network (WW,SW,WS) | Station Type | Station Number | Site Name | Short Description | Descriptive Comment (Serving For, Situated at, Purpose of the asset) | Manufacturer | Model | Model Number | Manufacturing Serial Number | Date of commission | Warranty Start Date | Warranty End Date | Acquisition Value - Purchase Cost | Acquisition Value - Installation Cost | Survey Date | Photo - File Name | Operating Pressure in kPa | RPM | Installation Company | Fan Purpose | Phase | Fan Diameter | LEAVE BLANK | LEAVE BLANK | LEAVE BLANK | LEAVE BLANK | LEAVE BLANK | LEAVE BLANK
SN10 | Fan Type | Asset Record Capture Type | Differs from design (yes/no) | Asset Unique Identifier | Asset Tag | LEAVE BLANK | LEAVE BLANK | LEAVE BLANK | Network (WW,SW,WS) | Station Type | Station Number | Site Name | Short Description | Descriptive Comment (Serving For, Situated at, Purpose of the asset) | Manufacturer | Model | Model Number | Manufacturing Serial Number | Date of commission | Warranty Start Date | Warranty End Date | Acquisition Value - Purchase Cost | Acquisition Value - Installation Cost | Survey Date | Photo - File Name | Operating Pressure in kPa | RPM | Installation Company | Fan Purpose | Phase | Fan Diameter | LEAVE BLANK | LEAVE BLANK | LEAVE BLANK | LEAVE BLANK | LEAVE BLANK | LEAVE BLANK
Filter Unit
Type of Non-Spatial feature | Filter Purpose | Asset Record Capture Type | Differs from design (yes/no) | Asset Unique Identifier | Asset Tag | mE | mN | Vertex Order | Network (WW,SW,WS) | Station Type | Station Number | Site Name | Short Description | Descriptive Comment (Serving For, Situated at, Purpose of the asset) | Manufacturer | Model | Model Number | Manufacturing Serial Number | Date of commission | Warranty Start Date | Warranty End Date | Acquisition Value - Purchase Cost | Acquisition Value - Installation Cost | Survey Date | Photo - File Name | Filter Unit Media | Installation Company | LEAVE BLANK | LEAVE BLANK | LEAVE BLANK | LEAVE BLANK | LEAVE BLANK | LEAVE BLANK | LEAVE BLANK | LEAVE BLANK | LEAVE BLANK | LEAVE BLANK
SN11 | Filter Purpose | Asset Record Capture Type | Differs from design (yes/no) | Asset Unique Identifier | Asset Tag | LEAVE BLANK | LEAVE BLANK | LEAVE BLANK | Network (WW,SW,WS) | Station Type | Station Number | Site Name | Short Description | Descriptive Comment (Serving For, Situated at, Purpose of the asset) | Manufacturer | Model | Model Number | Manufacturing Serial Number | Date of commission | Warranty Start Date | Warranty End Date | Acquisition Value - Purchase Cost | Acquisition Value - Installation Cost | Survey Date | Photo - File Name | Filter Unit Media | Installation Company | LEAVE BLANK | LEAVE BLANK | LEAVE BLANK | LEAVE BLANK | LEAVE BLANK | LEAVE BLANK | LEAVE BLANK | LEAVE BLANK | LEAVE BLANK | LEAVE BLANK
Harmonic Filter
Type of Non-Spatial feature | LEAVE BLANK | Asset Record Capture Type | Differs from design (yes/no) | Asset Unique Identifier | Asset Tag | mE | mN | Vertex Order | Network (WW,SW,WS) | Station Type | Station Number | Site Name | Short Description | Descriptive Comment (Serving For, Situated at, Purpose of the asset) | Manufacturer | Model | Model Number | Manufacturing Serial Number | Date of commission | Warranty Start Date | Warranty End Date | Acquisition Value - Purchase Cost | Acquisition Value - Installation Cost | Survey Date | Photo - File Name | Max Current in Amperes | Ingress Protection | Installation Company | LEAVE BLANK | LEAVE BLANK | LEAVE BLANK | LEAVE BLANK | LEAVE BLANK | LEAVE BLANK | LEAVE BLANK | LEAVE BLANK | LEAVE BLANK
SN12 | LEAVE BLANK | Asset Record Capture Type | Differs from design (yes/no) | Asset Unique Identifier | Asset Tag | LEAVE BLANK | LEAVE BLANK | LEAVE BLANK | Network (WW,SW,WS) | Station Type | Station Number | Site Name | Short Description | Descriptive Comment (Serving For, Situated at, Purpose of the asset) | Manufacturer | Model | Model Number | Manufacturing Serial Number | Date of commission | Warranty Start Date | Warranty End Date | Acquisition Value - Purchase Cost | Acquisition Value - Installation Cost | Survey Date | Photo - File Name | Max Current in Amperes | Ingress Protection | Installation Company | LEAVE BLANK | LEAVE BLANK | LEAVE BLANK | LEAVE BLANK | LEAVE BLANK | LEAVE BLANK | LEAVE BLANK | LEAVE BLANK | LEAVE BLANK
Human Machine Interface
Type of Non-Spatial feature | LEAVE BLANK | Asset Record Capture Type | Differs from design (yes/no) | Asset Unique Identifier | Asset Tag | mE | mN | Vertex Order | Network (WW,SW,WS) | Station Type | Station Number | Site Name | Short Description | Descriptive Comment (Serving For, Situated at, Purpose of the asset) | Manufacturer | Model | Model Number | Manufacturing Serial Number | Date of commission | Warranty Start Date | Warranty End Date | Acquisition Value - Purchase Cost | Acquisition Value - Installation Cost | Survey Date | Photo - File Name | Installation Company | LEAVE BLANK | LEAVE BLANK | LEAVE BLANK | LEAVE BLANK | LEAVE BLANK | LEAVE BLANK | LEAVE BLANK | LEAVE BLANK | LEAVE BLANK | LEAVE BLANK | LEAVE BLANK
SN13 | LEAVE BLANK | Asset Record Capture Type | Differs from design (yes/no) | Asset Unique Identifier | Asset Tag | LEAVE BLANK | LEAVE BLANK | LEAVE BLANK | Network (WW,SW,WS) | Station Type | Station Number | Site Name | Short Description | Descriptive Comment (Serving For, Situated at, Purpose of the asset) | Manufacturer | Model | Model Number | Manufacturing Serial Number | Date of commission | Warranty Start Date | Warranty End Date | Acquisition Value - Purchase Cost | Acquisition Value - Installation Cost | Survey Date | Photo - File Name | Installation Company | LEAVE BLANK | LEAVE BLANK | LEAVE BLANK | LEAVE BLANK | LEAVE BLANK | LEAVE BLANK | LEAVE BLANK | LEAVE BLANK | LEAVE BLANK | LEAVE BLANK | LEAVE BLANK
Installation Control Point
Type of Non-Spatial feature | LEAVE BLANK | Asset Record Capture Type | Differs from design (yes/no) | Asset Unique Identifier | Asset Tag | mE | mN | Vertex Order | Network (WW,SW,WS) | Station Type | Station Number | Site Name | Short Description | Descriptive Comment (Serving For, Situated at, Purpose of the asset) | Manufacturer | Model | Model Number | Manufacturing Serial Number | Date of commission | Warranty Start Date | Warranty End Date | Acquisition Value - Purchase Cost | Acquisition Value - Installation Cost | Survey Date | Photo - File Name | LEAVE BLANK | LEAVE BLANK | LEAVE BLANK | LEAVE BLANK | LEAVE BLANK | LEAVE BLANK | LEAVE BLANK | LEAVE BLANK | LEAVE BLANK | LEAVE BLANK | LEAVE BLANK | LEAVE BLANK
SN14 | LEAVE BLANK | Asset Record Capture Type | Differs from design (yes/no) | Asset Unique Identifier | Asset Tag | LEAVE BLANK | LEAVE BLANK | LEAVE BLANK | Network (WW,SW,WS) | Station Type | Station Number | Site Name | Short Description | Descriptive Comment (Serving For, Situated at, Purpose of the asset) | Manufacturer | Model | Model Number | Manufacturing Serial Number | Date of commission | Warranty Start Date | Warranty End Date | Acquisition Value - Purchase Cost | Acquisition Value - Installation Cost | Survey Date | Photo - File Name | LEAVE BLANK | LEAVE BLANK | LEAVE BLANK | LEAVE BLANK | LEAVE BLANK | LEAVE BLANK | LEAVE BLANK | LEAVE BLANK | LEAVE BLANK | LEAVE BLANK | LEAVE BLANK | LEAVE BLANK
Instrument
Type of Non-Spatial feature | Measurement Type | Asset Record Capture Type | Differs from design (yes/no) | Asset Unique Identifier | Asset Tag | mE | mN | Vertex Order | Network (WW,SW,WS) | Station Type | Station Number | Site Name | Short Description | Descriptive Comment (Serving For, Situated at, Purpose of the asset) | Manufacturer | Model | Model Number | Manufacturing Serial Number | Date of commission | Warranty Start Date | Warranty End Date | Acquisition Value - Purchase Cost | Acquisition Value - Installation Cost | Survey Date | Photo - File Name | Instrument Unit of Measure | Installation Company | Factory Calibration Date | Installation Certificate Date | FlowMeter Verification Certification Date | Nominal Flowmeter Bore (mm) | Pressure Transducer RL (in meters) | LEAVE BLANK | LEAVE BLANK | LEAVE BLANK | LEAVE BLANK | LEAVE BLANK
SN15 | Measurement Type | Asset Record Capture Type | Differs from design (yes/no) | Asset Unique Identifier | Asset Tag | LEAVE BLANK | LEAVE BLANK | LEAVE BLANK | Network (WW,SW,WS) | Station Type | Station Number | Site Name | Short Description | Descriptive Comment (Serving For, Situated at, Purpose of the asset) | Manufacturer | Model | Model Number | Manufacturing Serial Number | Date of commission | Warranty Start Date | Warranty End Date | Acquisition Value - Purchase Cost | Acquisition Value - Installation Cost | Survey Date | Photo - File Name | Instrument Unit of Measure | Installation Company | Factory Calibration Date | Installation Certificate Date | FlowMeter Verification Certification Date | Nominal Flowmeter Bore (mm) | Pressure Transducer RL (in meters) | LEAVE BLANK | LEAVE BLANK | LEAVE BLANK | LEAVE BLANK | LEAVE BLANK
Line Filter
Type of Non-Spatial feature | LEAVE BLANK | Asset Record Capture Type | Differs from design (yes/no) | Asset Unique Identifier | Asset Tag | mE | mN | Vertex Order | Network (WW,SW,WS) | Station Type | Station Number | Site Name | Short Description | Descriptive Comment (Serving For, Situated at, Purpose of the asset) | Manufacturer | Model | Model Number | Manufacturing Serial Number | Date of commission | Warranty Start Date | Warranty End Date | Acquisition Value - Purchase Cost | Acquisition Value - Installation Cost | Survey Date | Photo - File Name | Max Current in Amperes | Installation Company | Ingress Protection | LEAVE BLANK | LEAVE BLANK | LEAVE BLANK | LEAVE BLANK | LEAVE BLANK | LEAVE BLANK | LEAVE BLANK | LEAVE BLANK | LEAVE BLANK
SN16 | LEAVE BLANK | Asset Record Capture Type | Differs from design (yes/no) | Asset Unique Identifier | Asset Tag | LEAVE BLANK | LEAVE BLANK | LEAVE BLANK | Network (WW,SW,WS) | Station Type | Station Number | Site Name | Short Description | Descriptive Comment (Serving For, Situated at, Purpose of the asset) | Manufacturer | Model | Model Number | Manufacturing Serial Number | Date of commission | Warranty Start Date | Warranty End Date | Acquisition Value - Purchase Cost | Acquisition Value - Installation Cost | Survey Date | Photo - File Name | Max Current in Amperes | Installation Company | Ingress Protection | LEAVE BLANK | LEAVE BLANK | LEAVE BLANK | LEAVE BLANK | LEAVE BLANK | LEAVE BLANK | LEAVE BLANK | LEAVE BLANK | LEAVE BLANK
Motor Starter
Type of Non-Spatial feature | Starter Starting Method | Asset Record Capture Type | Differs from design (yes/no) | Asset Unique Identifier | Asset Tag | mE | mN | Vertex Order | Network (WW,SW,WS) | Station Type | Station Number | Site Name | Short Description | Descriptive Comment (Serving For, Situated at, Purpose of the asset) | Manufacturer | Model | Model Number | Manufacturing Serial Number | Date of commission | Warranty Start Date | Warranty End Date | Acquisition Value - Purchase Cost | Acquisition Value - Installation Cost | Survey Date | Photo - File Name | Max Current in Amperes | KW Rating | Ingress Protection | Installation Company | Phase | LEAVE BLANK | LEAVE BLANK | LEAVE BLANK | LEAVE BLANK | LEAVE BLANK | LEAVE BLANK | LEAVE BLANK
SN17 | Starter Starting Method | Asset Record Capture Type | Differs from design (yes/no) | Asset Unique Identifier | Asset Tag | LEAVE BLANK | LEAVE BLANK | LEAVE BLANK | Network (WW,SW,WS) | Station Type | Station Number | Site Name | Short Description | Descriptive Comment (Serving For, Situated at, Purpose of the asset) | Manufacturer | Model | Model Number | Manufacturing Serial Number | Date of commission | Warranty Start Date | Warranty End Date | Acquisition Value - Purchase Cost | Acquisition Value - Installation Cost | Survey Date | Photo - File Name | Max Current in Amperes | KW Rating | Ingress Protection | Installation Company | Phase | LEAVE BLANK | LEAVE BLANK | LEAVE BLANK | LEAVE BLANK | LEAVE BLANK | LEAVE BLANK | LEAVE BLANK
Motor Unit
Type of Non-Spatial feature | LEAVE BLANK | Asset Record Capture Type | Differs from design (yes/no) | Asset Unique Identifier | Asset Tag | mE | mN | Vertex Order | Network (WW,SW,WS) | Station Type | Station Number | Site Name | Short Description | Descriptive Comment (Serving For, Situated at, Purpose of the asset) | Manufacturer | Model | Model Number | Manufacturing Serial Number | Date of commission | Warranty Start Date | Warranty End Date | Acquisition Value - Purchase Cost | Acquisition Value - Installation Cost | Survey Date | Photo - File Name | Ingress Protection | RPM | KW Rating | Current Type | Installation Company | Phase | LEAVE BLANK | LEAVE BLANK | LEAVE BLANK | LEAVE BLANK | LEAVE BLANK | LEAVE BLANK
SN18 | LEAVE BLANK | Asset Record Capture Type | Differs from design (yes/no) | Asset Unique Identifier | Asset Tag | LEAVE BLANK | LEAVE BLANK | LEAVE BLANK | Network (WW,SW,WS) | Station Type | Station Number | Site Name | Short Description | Descriptive Comment (Serving For, Situated at, Purpose of the asset) | Manufacturer | Model | Model Number | Manufacturing Serial Number | Date of commission | Warranty Start Date | Warranty End Date | Acquisition Value - Purchase Cost | Acquisition Value - Installation Cost | Survey Date | Photo - File Name | Ingress Protection | RPM | KW Rating | Current Type | Installation Company | Phase | LEAVE BLANK | LEAVE BLANK | LEAVE BLANK | LEAVE BLANK | LEAVE BLANK | LEAVE BLANK
Network Equipment
Type of Non-Spatial feature | Network Equipment Type | Asset Record Capture Type | Differs from design (yes/no) | Asset Unique Identifier | Asset Tag | mE | mN | Vertex Order | Network (WW,SW,WS) | Station Type | Station Number | Site Name | Short Description | Descriptive Comment (Serving For, Situated at, Purpose of the asset) | Manufacturer | Model | Model Number | Manufacturing Serial Number | Date of commission | Warranty Start Date | Warranty End Date | Acquisition Value - Purchase Cost | Acquisition Value - Installation Cost | Survey Date | Photo - File Name | Ingress Protection | Installation Company | LEAVE BLANK | LEAVE BLANK | LEAVE BLANK | LEAVE BLANK | LEAVE BLANK | LEAVE BLANK | LEAVE BLANK | LEAVE BLANK | LEAVE BLANK | LEAVE BLANK
SN19 | Network Equipment Type | Asset Record Capture Type | Differs from design (yes/no) | Asset Unique Identifier | Asset Tag | LEAVE BLANK | LEAVE BLANK | LEAVE BLANK | Network (WW,SW,WS) | Station Type | Station Number | Site Name | Short Description | Descriptive Comment (Serving For, Situated at, Purpose of the asset) | Manufacturer | Model | Model Number | Manufacturing Serial Number | Date of commission | Warranty Start Date | Warranty End Date | Acquisition Value - Purchase Cost | Acquisition Value - Installation Cost | Survey Date | Photo - File Name | Ingress Protection | Installation Company | LEAVE BLANK | LEAVE BLANK | LEAVE BLANK | LEAVE BLANK | LEAVE BLANK | LEAVE BLANK | LEAVE BLANK | LEAVE BLANK | LEAVE BLANK | LEAVE BLANK
Pipework
Type of Non-Spatial feature | Pipe Purpose | Asset Record Capture Type | Differs from design (yes/no) | Asset Unique Identifier | Asset Tag | mE | mN | Vertex Order | Network (WW,SW,WS) | Station Type | Station Number | Site Name | Short Description | Descriptive Comment (Serving For, Situated at, Purpose of the asset) | Manufacturer | Model | Model Number | Manufacturing Serial Number | Date of commission | Warranty Start Date | Warranty End Date | Acquisition Value - Purchase Cost | Acquisition Value - Installation Cost | Survey Date | Photo - File Name | Diameter in mm | Length in meters | Construction Material | Fluid Conveyed | Pressure Class | Joint Type | Pipe Installation Method | LEAVE BLANK | LEAVE BLANK | LEAVE BLANK | LEAVE BLANK | LEAVE BLANK
SN20 | Pipe Purpose | Asset Record Capture Type | Differs from design (yes/no) | Asset Unique Identifier | Asset Tag | LEAVE BLANK | LEAVE BLANK | LEAVE BLANK | Network (WW,SW,WS) | Station Type | Station Number | Site Name | Short Description | Descriptive Comment (Serving For, Situated at, Purpose of the asset) | Manufacturer | Model | Model Number | Manufacturing Serial Number | Date of commission | Warranty Start Date | Warranty End Date | Acquisition Value - Purchase Cost | Acquisition Value - Installation Cost | Survey Date | Photo - File Name | Diameter in mm | Length in meters | Construction Material | Fluid Conveyed | Pressure Class | Joint Type | Pipe Installation Method | LEAVE BLANK | LEAVE BLANK | LEAVE BLANK | LEAVE BLANK | LEAVE BLANK
Pump Unit
Type of Non-Spatial feature | Pump Type | Asset Record Capture Type | Differs from design (yes/no) | Asset Unique Identifier | Asset Tag | mE | mN | Vertex Order | Network (WW,SW,WS) | Station Type | Station Number | Site Name | Short Description | Descriptive Comment (Serving For, Situated at, Purpose of the asset) | Manufacturer | Model | Model Number | Manufacturing Serial Number | Date of commission | Warranty Start Date | Warranty End Date | Acquisition Value - Purchase Cost | Acquisition Value - Installation Cost | Survey Date | Photo - File Name | Pump Purpose | Pump Flow Rate in m3/h | Design Lift (m) (Head) | Impeller Model Number | Driver Type | KW Rating | RPM | Immersed Pump (Yes/No) | Best Efficiency Pressure | Installation Company | Design Flow Rate (m3/h) | Best Efficiency Flow in %
SN21 | Pump Type | Asset Record Capture Type | Differs from design (yes/no) | Asset Unique Identifier | Asset Tag | LEAVE BLANK | LEAVE BLANK | LEAVE BLANK | Network (WW,SW,WS) | Station Type | Station Number | Site Name | Short Description | Descriptive Comment (Serving For, Situated at, Purpose of the asset) | Manufacturer | Model | Model Number | Manufacturing Serial Number | Date of commission | Warranty Start Date | Warranty End Date | Acquisition Value - Purchase Cost | Acquisition Value - Installation Cost | Survey Date | Photo - File Name | Pump Purpose | Pump Flow Rate in m3/h | Design Lift (m) (Head) | Impeller Model Number | Driver Type | KW Rating | RPM | Immersed Pump (Yes/No) | Best Efficiency Pressure | Installation Company | Design Flow Rate (m3/h) | Best Efficiency Flow in %
Pump/Motor Set
Type of Non-Spatial feature | Pump Type | Asset Record Capture Type | Differs from design (yes/no) | Asset Unique Identifier | Asset Tag | mE | mN | Vertex Order | Network (WW,SW,WS) | Station Type | Station Number | Site Name | Short Description | Descriptive Comment (Serving For, Situated at, Purpose of the asset) | Manufacturer | Model | Model Number | Manufacturing Serial Number | Date of commission | Warranty Start Date | Warranty End Date | Acquisition Value - Purchase Cost | Acquisition Value - Installation Cost | Survey Date | Photo - File Name | Pump Purpose | Pump Flow Rate in m3/h | Design Lift (m) (Head) | Maximum Lift in meters | Screw Diameter in mm | Screw Length in mm | Full Load Current in Amperes | KW Rating | kVA Rating | Voltage | Current Type | RPM | Immersed Pump | Design Flow Rate (m3/h) | Installation Company | Phase
SN22 | Pump Type | Asset Record Capture Type | Differs from design (yes/no) | Asset Unique Identifier | Asset Tag | LEAVE BLANK | LEAVE BLANK | LEAVE BLANK | Network (WW,SW,WS) | Station Type | Station Number | Site Name | Short Description | Descriptive Comment (Serving For, Situated at, Purpose of the asset) | Manufacturer | Model | Model Number | Manufacturing Serial Number | Date of commission | Warranty Start Date | Warranty End Date | Acquisition Value - Purchase Cost | Acquisition Value - Installation Cost | Survey Date | Photo - File Name | Pump Purpose | Pump Flow Rate in m3/h | Design Lift (m) (Head) | Maximum Lift in meters | Screw Diameter in mm | Screw Length in mm | Full Load Current in Amperes | KW Rating | kVA Rating | Voltage | Current Type | RPM | Immersed Pump | Design Flow Rate (m3/h) | Installation Company | Phase
RTU and/or PLC
Type of Non-Spatial feature | RTU and/or PLC Type | Asset Record Capture Type | Differs from design (yes/no) | Asset Unique Identifier | Asset Tag | mE | mN | Vertex Order | Network (WW,SW,WS) | Station Type | Station Number | Site Name | Short Description | Descriptive Comment (Serving For, Situated at, Purpose of the asset) | Manufacturer | Model | Model Number | Manufacturing Serial Number | Date of commission | Warranty Start Date | Warranty End Date | Acquisition Value - Purchase Cost | Acquisition Value - Installation Cost | Survey Date | Photo - File Name | Voltage | Installation Company | LEAVE BLANK | LEAVE BLANK | LEAVE BLANK | LEAVE BLANK | LEAVE BLANK | LEAVE BLANK | LEAVE BLANK | LEAVE BLANK | LEAVE BLANK | LEAVE BLANK
SN23 | RTU and/or PLC Type | Asset Record Capture Type | Differs from design (yes/no) | Asset Unique Identifier | Asset Tag | LEAVE BLANK | LEAVE BLANK | LEAVE BLANK | Network (WW,SW,WS) | Station Type | Station Number | Site Name | Short Description | Descriptive Comment (Serving For, Situated at, Purpose of the asset) | Manufacturer | Model | Model Number | Manufacturing Serial Number | Date of commission | Warranty Start Date | Warranty End Date | Acquisition Value - Purchase Cost | Acquisition Value - Installation Cost | Survey Date | Photo - File Name | Voltage | Installation Company | LEAVE BLANK | LEAVE BLANK | LEAVE BLANK | LEAVE BLANK | LEAVE BLANK | LEAVE BLANK | LEAVE BLANK | LEAVE BLANK | LEAVE BLANK | LEAVE BLANK
Radio
Type of Non-Spatial feature | LEAVE BLANK | Asset Record Capture Type | Differs from design (yes/no) | Asset Unique Identifier | Asset Tag | mE | mN | Vertex Order | Network (WW,SW,WS) | Station Type | Station Number | Site Name | Short Description | Descriptive Comment (Serving For, Situated at, Purpose of the asset) | Manufacturer | Model | Model Number | Manufacturing Serial Number | Date of commission | Warranty Start Date | Warranty End Date | Acquisition Value - Purchase Cost | Acquisition Value - Installation Cost | Survey Date | Photo - File Name | Antenna Type | Installation Company | LEAVE BLANK | LEAVE BLANK | LEAVE BLANK | LEAVE BLANK | LEAVE BLANK | LEAVE BLANK | LEAVE BLANK | LEAVE BLANK | LEAVE BLANK | LEAVE BLANK
SN24 | LEAVE BLANK | Asset Record Capture Type | Differs from design (yes/no) | Asset Unique Identifier | Asset Tag | LEAVE BLANK | LEAVE BLANK | LEAVE BLANK | Network (WW,SW,WS) | Station Type | Station Number | Site Name | Short Description | Descriptive Comment (Serving For, Situated at, Purpose of the asset) | Manufacturer | Model | Model Number | Manufacturing Serial Number | Date of commission | Warranty Start Date | Warranty End Date | Acquisition Value - Purchase Cost | Acquisition Value - Installation Cost | Survey Date | Photo - File Name | Antenna Type | Installation Company | LEAVE BLANK | LEAVE BLANK | LEAVE BLANK | LEAVE BLANK | LEAVE BLANK | LEAVE BLANK | LEAVE BLANK | LEAVE BLANK | LEAVE BLANK | LEAVE BLANK
Software
Type of Non-Spatial feature | Software Type | Asset Record Capture Type | Differs from design (yes/no) | Asset Unique Identifier | Asset Tag | mE | mN | Vertex Order | Network (WW,SW,WS) | Station Type | Station Number | Site Name | Short Description | Descriptive Comment (Serving For, Situated at, Purpose of the asset) | Manufacturer | Model | Model Number | Manufacturing Serial Number | Date of commission | Warranty Start Date | Warranty End Date | Acquisition Value - Purchase Cost | Acquisition Value - Installation Cost | Survey Date | Photo - File Name | Version | Software Primary Purpose | Installation Company | LEAVE BLANK | LEAVE BLANK | LEAVE BLANK | LEAVE BLANK | LEAVE BLANK | LEAVE BLANK | LEAVE BLANK | LEAVE BLANK | LEAVE BLANK
SN25 | Software Type | Asset Record Capture Type | Differs from design (yes/no) | Asset Unique Identifier | Asset Tag | LEAVE BLANK | LEAVE BLANK | LEAVE BLANK | Network (WW,SW,WS) | Station Type | Station Number | Site Name | Short Description | Descriptive Comment (Serving For, Situated at, Purpose of the asset) | Manufacturer | Model | Model Number | Manufacturing Serial Number | Date of commission | Warranty Start Date | Warranty End Date | Acquisition Value - Purchase Cost | Acquisition Value - Installation Cost | Survey Date | Photo - File Name | Version | Software Primary Purpose | Installation Company | LEAVE BLANK | LEAVE BLANK | LEAVE BLANK | LEAVE BLANK | LEAVE BLANK | LEAVE BLANK | LEAVE BLANK | LEAVE BLANK | LEAVE BLANK
Structure
Type of Non-Spatial feature | LEAVE BLANK | Asset Record Capture Type | Differs from design (yes/no) | Asset Unique Identifier | Asset Tag | mE | mN | Vertex Order | Network (WW,SW,WS) | Station Type | Station Number | Site Name | Short Description | Descriptive Comment (Serving For, Situated at, Purpose of the asset) | Manufacturer | Model | Model Number | Manufacturing Serial Number | Date of commission | Warranty Start Date | Warranty End Date | Acquisition Value - Purchase Cost | Acquisition Value - Installation Cost | Survey Date | Photo - File Name | Construction Material | Structure Capacity in m3 | Benchmark (CCC Datum) in meters | Floor RL (CCC Datum) in meters | LEAVE BLANK | LEAVE BLANK | LEAVE BLANK | LEAVE BLANK | LEAVE BLANK | LEAVE BLANK | LEAVE BLANK | LEAVE BLANK
SN26 | LEAVE BLANK | Asset Record Capture Type | Differs from design (yes/no) | Asset Unique Identifier | Asset Tag | LEAVE BLANK | LEAVE BLANK | LEAVE BLANK | Network (WW,SW,WS) | Station Type | Station Number | Site Name | Short Description | Descriptive Comment (Serving For, Situated at, Purpose of the asset) | Manufacturer | Model | Model Number | Manufacturing Serial Number | Date of commission | Warranty Start Date | Warranty End Date | Acquisition Value - Purchase Cost | Acquisition Value - Installation Cost | Survey Date | Photo - File Name | Construction Material | Structure Capacity in m3 | Benchmark (CCC Datum) in meters | Floor RL (CCC Datum) in meters | LEAVE BLANK | LEAVE BLANK | LEAVE BLANK | LEAVE BLANK | LEAVE BLANK | LEAVE BLANK | LEAVE BLANK | LEAVE BLANK
Transformer
Type of Non-Spatial feature | LEAVE BLANK | Asset Record Capture Type | Differs from design (yes/no) | Asset Unique Identifier | Asset Tag | mE | mN | Vertex Order | Network (WW,SW,WS) | Station Type | Station Number | Site Name | Short Description | Descriptive Comment (Serving For, Situated at, Purpose of the asset) | Manufacturer | Model | Model Number | Manufacturing Serial Number | Date of commission | Warranty Start Date | Warranty End Date | Acquisition Value - Purchase Cost | Acquisition Value - Installation Cost | Survey Date | Photo - File Name | Impedance (ohm) | Primary Voltage | Secondary Voltage | LEAVE BLANK | Voltage | kVA Rating | LEAVE BLANK | LEAVE BLANK | LEAVE BLANK | LEAVE BLANK | LEAVE BLANK | LEAVE BLANK
SN27 | LEAVE BLANK | Asset Record Capture Type | Differs from design (yes/no) | Asset Unique Identifier | Asset Tag | LEAVE BLANK | LEAVE BLANK | LEAVE BLANK | Network (WW,SW,WS) | Station Type | Station Number | Site Name | Short Description | Descriptive Comment (Serving For, Situated at, Purpose of the asset) | Manufacturer | Model | Model Number | Manufacturing Serial Number | Date of commission | Warranty Start Date | Warranty End Date | Acquisition Value - Purchase Cost | Acquisition Value - Installation Cost | Survey Date | Photo - File Name | Impedance (ohm) | Primary Voltage | Secondary Voltage | LEAVE BLANK | Voltage | kVA Rating | LEAVE BLANK | LEAVE BLANK | LEAVE BLANK | LEAVE BLANK | LEAVE BLANK | LEAVE BLANK
Transmission
Type of Non-Spatial feature | LEAVE BLANK | Asset Record Capture Type | Differs from design (yes/no) | Asset Unique Identifier | Asset Tag | mE | mN | Vertex Order | Network (WW,SW,WS) | Station Type | Station Number | Site Name | Short Description | Descriptive Comment (Serving For, Situated at, Purpose of the asset) | Manufacturer | Model | Model Number | Manufacturing Serial Number | Date of commission | Warranty Start Date | Warranty End Date | Acquisition Value - Purchase Cost | Acquisition Value - Installation Cost | Survey Date | Photo - File Name | Gear Ratio | Input Drive | Pulley Diameter in mm. (Output/Driven) | Torque Rating | Output Drive | Pulley Diameter in mm. (Input/Driver) | Number of Belts | LEAVE BLANK | LEAVE BLANK | LEAVE BLANK | LEAVE BLANK | LEAVE BLANK
SN28 | LEAVE BLANK | Asset Record Capture Type | Differs from design (yes/no) | Asset Unique Identifier | Asset Tag | LEAVE BLANK | LEAVE BLANK | LEAVE BLANK | Network (WW,SW,WS) | Station Type | Station Number | Site Name | Short Description | Descriptive Comment (Serving For, Situated at, Purpose of the asset) | Manufacturer | Model | Model Number | Manufacturing Serial Number | Date of commission | Warranty Start Date | Warranty End Date | Acquisition Value - Purchase Cost | Acquisition Value - Installation Cost | Survey Date | Photo - File Name | Gear Ratio | Input Drive | Pulley Diameter in mm. (Output/Driven) | Torque Rating | Output Drive | Pulley Diameter in mm. (Input/Driver) | Number of Belts | LEAVE BLANK | LEAVE BLANK | LEAVE BLANK | LEAVE BLANK | LEAVE BLANK
Valve
Type of Non-Spatial feature | Valve Type | Asset Record Capture Type | Differs from design (yes/no) | Asset Unique Identifier | Asset Tag | mE | mN | Vertex Order | Network (WW,SW,WS) | Station Type | Station Number | Site Name | Short Description | Descriptive Comment (Serving For, Situated at, Purpose of the asset) | Manufacturer | Model | Model Number | Manufacturing Serial Number | Date of commission | Warranty Start Date | Warranty End Date | Acquisition Value - Purchase Cost | Acquisition Value - Installation Cost | Survey Date | Photo - File Name | Nominal Size in mm | Installation Company | Valve Purpose | Internal Diameter in mm | Ground Feature Type | Close Direction | LEAVE BLANK | LEAVE BLANK | LEAVE BLANK | LEAVE BLANK | LEAVE BLANK | LEAVE BLANK
SN29 | Valve Type | Asset Record Capture Type | Differs from design (yes/no) | Asset Unique Identifier | Asset Tag | LEAVE BLANK | LEAVE BLANK | LEAVE BLANK | Network (WW,SW,WS) | Station Type | Station Number | Site Name | Short Description | Descriptive Comment (Serving For, Situated at, Purpose of the asset) | Manufacturer | Model | Model Number | Manufacturing Serial Number | Date of commission | Warranty Start Date | Warranty End Date | Acquisition Value - Purchase Cost | Acquisition Value - Installation Cost | Survey Date | Photo - File Name | Nominal Size in mm | Installation Company | Valve Purpose | Internal Diameter in mm | Ground Feature Type | Close Direction | LEAVE BLANK | LEAVE BLANK | LEAVE BLANK | LEAVE BLANK | LEAVE BLANK | LEAVE BLANK
Backflow Preventer
Type of Point feature | Backflow Type | Asset Record Capture Type | Differs from design (yes/no) | Asset Unique Identifier | Asset Tag | mE | mN | Vertex Order | Network (WW,SW,WS) | Station Type | Station Number | Site Name | Short Description | Descriptive Comment (Serving For, Situated at, Purpose of the asset) | Manufacturer | Model | Model Number | Manufacturing Serial Number | Date of commission | Warranty Start Date | Warranty End Date | Acquisition Value - Purchase Cost | Acquisition Value - Installation Cost | Survey Date | Photo - File Name | Backflow Internal Diameter in mm | IQP Number | Tester | Installation Company | LEAVE BLANK | LEAVE BLANK | LEAVE BLANK | LEAVE BLANK | LEAVE BLANK | LEAVE BLANK | LEAVE BLANK | LEAVE BLANK
SS01 | Backflow Type | Asset Record Capture Type | Differs from design (yes/no) | Asset Unique Identifier | Asset Tag | mE | mN | LEAVE BLANK | Network (WW,SW,WS) | Station Type | Station Number | Site Name | Short Description | Descriptive Comment (Serving For, Situated at, Purpose of the asset) | Manufacturer | Model | Model Number | Manufacturing Serial Number | Date of commission | Warranty Start Date | Warranty End Date | Acquisition Value - Purchase Cost | Acquisition Value - Installation Cost | Survey Date | Photo - File Name | Backflow Internal Diameter in mm | IQP Number | Tester | Installation Company | LEAVE BLANK | LEAVE BLANK | LEAVE BLANK | LEAVE BLANK | LEAVE BLANK | LEAVE BLANK | LEAVE BLANK | LEAVE BLANK
Cable
Type of Line feature | Cable Type | Asset Record Capture Type | Differs from design (yes/no) | Asset Unique Identifier | Asset Tag | mE | mN | Vertex Order | Network (WW,SW,WS) | Station Type | Station Number | Site Name | Short Description | Descriptive Comment (Serving For, Situated at, Purpose of the asset) | Manufacturer | Model | Model Number | Manufacturing Serial Number | Date of commission | Warranty Start Date | Warranty End Date | Acquisition Value - Purchase Cost | Acquisition Value - Installation Cost | Survey Date | Photo - File Name | Cable Purpose | Cable Length in meters | Installation Company | Rating in Amp (for Power Cable) | No. of Cores (for Comms, Control) | Phase | LEAVE BLANK | LEAVE BLANK | LEAVE BLANK | LEAVE BLANK | LEAVE BLANK | LEAVE BLANK
SS02 | Cable Type | Asset Record Capture Type | Differs from design (yes/no) | Asset Unique Identifier | Asset Tag | mE | mN | Vertex Order | Network (WW,SW,WS) | Station Type | Station Number | Site Name | Short Description | Descriptive Comment (Serving For, Situated at, Purpose of the asset) | Manufacturer | Model | Model Number | Manufacturing Serial Number | Date of commission | Warranty Start Date | Warranty End Date | Acquisition Value - Purchase Cost | Acquisition Value - Installation Cost | Survey Date | Photo - File Name | Cable Purpose | Cable Length in meters | Installation Company | Rating in Amp (for Power Cable) | No. of Cores (for Comms, Control) | Phase | LEAVE BLANK | LEAVE BLANK | LEAVE BLANK | LEAVE BLANK | LEAVE BLANK | LEAVE BLANK
Chamber
Type of Polygon feature | Chamber Purpose | Asset Record Capture Type | Differs from design (yes/no) | Asset Unique Identifier | Asset Tag | mE | mN | Vertex Order | Network (WW,SW,WS) | Station Type | Station Number | Site Name | Short Description | Descriptive Comment (Serving For, Situated at, Purpose of the asset) | Manufacturer | Model | Model Number | Manufacturing Serial Number | Date of commission | Warranty Start Date | Warranty End Date | Acquisition Value - Purchase Cost | Acquisition Value - Installation Cost | Survey Date | Photo - File Name | Floor Area in m2 | Height in meters | Sump Pump | Benchmark (CCC Datum) | Construction Material | Floor RL (CCC Datum) | LEAVE BLANK | LEAVE BLANK | LEAVE BLANK | LEAVE BLANK | LEAVE BLANK | LEAVE BLANK
SS03 | Chamber Purpose | Asset Record Capture Type | Differs from design (yes/no) | Asset Unique Identifier | Asset Tag | mE | mN | Vertex Order | Network (WW,SW,WS) | Station Type | Station Number | Site Name | Short Description | Descriptive Comment (Serving For, Situated at, Purpose of the asset) | Manufacturer | Model | Model Number | Manufacturing Serial Number | Date of commission | Warranty Start Date | Warranty End Date | Acquisition Value - Purchase Cost | Acquisition Value - Installation Cost | Survey Date | Photo - File Name | Floor Area in m2 | Height in meters | Sump Pump | Benchmark (CCC Datum) | Construction Material | Floor RL (CCC Datum) | LEAVE BLANK | LEAVE BLANK | LEAVE BLANK | LEAVE BLANK | LEAVE BLANK | LEAVE BLANK
Filter Bed
Type of Polygon feature | Filter Bed Type | Asset Record Capture Type | Differs from design (yes/no) | Asset Unique Identifier | Asset Tag | mE | mN | Vertex Order | Network (WW,SW,WS) | Station Type | Station Number | Site Name | Short Description | Descriptive Comment (Serving For, Situated at, Purpose of the asset) | Manufacturer | Model | Model Number | Manufacturing Serial Number | Date of commission | Warranty Start Date | Warranty End Date | Acquisition Value - Purchase Cost | Acquisition Value - Installation Cost | Survey Date | Photo - File Name | Depth of filter bed (m) | ActV Carbon filter media (kg) | Multi Odour filter media (kg) | Filter Unit Media | Filter Purpose | Area in m2 | Installation Company | LEAVE BLANK | LEAVE BLANK | LEAVE BLANK | LEAVE BLANK | LEAVE BLANK
SS04 | Filter Bed Type | Asset Record Capture Type | Differs from design (yes/no) | Asset Unique Identifier | Asset Tag | mE | mN | Vertex Order | Network (WW,SW,WS) | Station Type | Station Number | Site Name | Short Description | Descriptive Comment (Serving For, Situated at, Purpose of the asset) | Manufacturer | Model | Model Number | Manufacturing Serial Number | Date of commission | Warranty Start Date | Warranty End Date | Acquisition Value - Purchase Cost | Acquisition Value - Installation Cost | Survey Date | Photo - File Name | Depth of filter bed (m) | ActV Carbon filter media (kg) | Multi Odour filter media (kg) | Filter Unit Media | Filter Purpose | Area in m2 | Installation Company | LEAVE BLANK | LEAVE BLANK | LEAVE BLANK | LEAVE BLANK | LEAVE BLANK
Fuel Tank System
Type of Polygon feature | Fuel Type | Asset Record Capture Type | Differs from design (yes/no) | Asset Unique Identifier | Asset Tag | mE | mN | Vertex Order | Network (WW,SW,WS) | Station Type | Station Number | Site Name | Short Description | Descriptive Comment (Serving For, Situated at, Purpose of the asset) | Manufacturer | Model | Model Number | Manufacturing Serial Number | Date of commission | Warranty Start Date | Warranty End Date | Acquisition Value - Purchase Cost | Acquisition Value - Installation Cost | Survey Date | Photo - File Name | HSTC - SCS Certificate | HSTC - SCS Expiry | Installation Company | Fuel Capacity (litres) | Construction Material | Relocatable | Bund | LEAVE BLANK | LEAVE BLANK | LEAVE BLANK | LEAVE BLANK | LEAVE BLANK
SS05 | Fuel Type | Asset Record Capture Type | Differs from design (yes/no) | Asset Unique Identifier | Asset Tag | mE | mN | Vertex Order | Network (WW,SW,WS) | Station Type | Station Number | Site Name | Short Description | Descriptive Comment (Serving For, Situated at, Purpose of the asset) | Manufacturer | Model | Model Number | Manufacturing Serial Number | Date of commission | Warranty Start Date | Warranty End Date | Acquisition Value - Purchase Cost | Acquisition Value - Installation Cost | Survey Date | Photo - File Name | HSTC - SCS Certificate | HSTC - SCS Expiry | Installation Company | Fuel Capacity (litres) | Construction Material | Relocatable | Bund | LEAVE BLANK | LEAVE BLANK | LEAVE BLANK | LEAVE BLANK | LEAVE BLANK
Generator Unit
Type of Polygon feature | LEAVE BLANK | Asset Record Capture Type | Differs from design (yes/no) | Asset Unique Identifier | Asset Tag | mE | mN | Vertex Order | Network (WW,SW,WS) | Station Type | Station Number | Site Name | Short Description | Descriptive Comment (Serving For, Situated at, Purpose of the asset) | Manufacturer | Model | Model Number | Manufacturing Serial Number | Date of commission | Warranty Start Date | Warranty End Date | Acquisition Value - Purchase Cost | Acquisition Value - Installation Cost | Survey Date | Photo - File Name | Usage Class | kW Rating | kVA Rating | Full Load Current in Amperes | Voltage | Installation Company | Synchronised | LEAVE BLANK | LEAVE BLANK | LEAVE BLANK | LEAVE BLANK | LEAVE BLANK
SS06 | LEAVE BLANK | Asset Record Capture Type | Differs from design (yes/no) | Asset Unique Identifier | Asset Tag | mE | mN | Vertex Order | Network (WW,SW,WS) | Station Type | Station Number | Site Name | Short Description | Descriptive Comment (Serving For, Situated at, Purpose of the asset) | Manufacturer | Model | Model Number | Manufacturing Serial Number | Date of commission | Warranty Start Date | Warranty End Date | Acquisition Value - Purchase Cost | Acquisition Value - Installation Cost | Survey Date | Photo - File Name | Usage Class | kW Rating | kVA Rating | Full Load Current in Amperes | Voltage | Installation Company | Synchronised | LEAVE BLANK | LEAVE BLANK | LEAVE BLANK | LEAVE BLANK | LEAVE BLANK
Penstock
Type of Point feature | LEAVE BLANK | Asset Record Capture Type | Differs from design (yes/no) | Asset Unique Identifier | Asset Tag | mE | mN | Vertex Order | Network (WW,SW,WS) | Station Type | Station Number | Site Name | Short Description | Descriptive Comment (Serving For, Situated at, Purpose of the asset) | Manufacturer | Model | Model Number | Manufacturing Serial Number | Date of commission | Warranty Start Date | Warranty End Date | Acquisition Value - Purchase Cost | Acquisition Value - Installation Cost | Survey Date | Photo - File Name | Width (mm) | Height (mm) | Penstock Material | Rated Head in meters | Diameter mm | Installation Company | Operation Method | Mode | Automatic Control | Valve Power | Ground Feature Type | Valve Reduced Level in meters | Close Direction
SS07 | LEAVE BLANK | Asset Record Capture Type | Differs from design (yes/no) | Asset Unique Identifier | Asset Tag | mE | mN | LEAVE BLANK | Network (WW,SW,WS) | Station Type | Station Number | Site Name | Short Description | Descriptive Comment (Serving For, Situated at, Purpose of the asset) | Manufacturer | Model | Model Number | Manufacturing Serial Number | Date of commission | Warranty Start Date | Warranty End Date | Acquisition Value - Purchase Cost | Acquisition Value - Installation Cost | Survey Date | Photo - File Name | Width (mm) | Height (mm) | Penstock Material | Rated Head in meters | Diameter mm | Installation Company | Operation Method | Mode | Automatic Control | Valve Power | Ground Feature Type | Valve Reduced Level in meters | Close Direction
Pump Station Building
Type of Polygon feature | Building Type | Asset Record Capture Type | Differs from design (yes/no) | Asset Unique Identifier | Asset Tag | mE | mN | Vertex Order | Network (WW,SW,WS) | Station Type | Station Number | Site Name | Short Description | Descriptive Comment (Serving For, Situated at, Purpose of the asset) | Manufacturer | Model | Model Number | Manufacturing Serial Number | Date of commission | Warranty Start Date | Warranty End Date | Acquisition Value - Purchase Cost | Acquisition Value - Installation Cost | Survey Date | Photo - File Name | Ground Feature Type | Construction | Floor Area in m2 | Toilet | LEAVE BLANK | LEAVE BLANK | LEAVE BLANK | LEAVE BLANK | LEAVE BLANK | LEAVE BLANK | LEAVE BLANK | LEAVE BLANK
SS08 | Building Type | Asset Record Capture Type | Differs from design (yes/no) | Asset Unique Identifier | Asset Tag | mE | mN | Vertex Order | Network (WW,SW,WS) | Station Type | Station Number | Site Name | Short Description | Descriptive Comment (Serving For, Situated at, Purpose of the asset) | Manufacturer | Model | Model Number | Manufacturing Serial Number | Date of commission | Warranty Start Date | Warranty End Date | Acquisition Value - Purchase Cost | Acquisition Value - Installation Cost | Survey Date | Photo - File Name | Ground Feature Type | Construction | Floor Area in m2 | Toilet | LEAVE BLANK | LEAVE BLANK | LEAVE BLANK | LEAVE BLANK | LEAVE BLANK | LEAVE BLANK | LEAVE BLANK | LEAVE BLANK
Pump Unit
Type of Point feature | Pump Type | Asset Record Capture Type | Differs from design (yes/no) | Asset Unique Identifier | Asset Tag | mE | mN | Vertex Order | Network (WW,SW,WS) | Station Type | Station Number | Site Name | Short Description | Descriptive Comment (Serving For, Situated at, Purpose of the asset) | Manufacturer | Model | Model Number | Manufacturing Serial Number | Date of commission | Warranty Start Date | Warranty End Date | Acquisition Value - Purchase Cost | Acquisition Value - Installation Cost | Survey Date | Photo - File Name | Pump Purpose | Pump Flow Rate in m3/h | Design Lift (m) (Head) | Impeller Model Number | Driver Type | KW Rating | RPM | Immersed Pump (Yes/No) | Best Efficiency Pressure | Installation Company | Design Flow Rate (m3/h) | Best Efficiency Flow in %
SS09 | Pump Type | Asset Record Capture Type | Differs from design (yes/no) | Asset Unique Identifier | Asset Tag | mE | mN | LEAVE BLANK | Network (WW,SW,WS) | Station Type | Station Number | Site Name | Short Description | Descriptive Comment (Serving For, Situated at, Purpose of the asset) | Manufacturer | Model | Model Number | Manufacturing Serial Number | Date of commission | Warranty Start Date | Warranty End Date | Acquisition Value - Purchase Cost | Acquisition Value - Installation Cost | Survey Date | Photo - File Name | Pump Purpose | Pump Flow Rate in m3/h | Design Lift (m) (Head) | Impeller Model Number | Driver Type | KW Rating | RPM | Immersed Pump (Yes/No) | Best Efficiency Pressure | Installation Company | Design Flow Rate (m3/h) | Best Efficiency Flow in %
Pump/Motor Set
Type of Point feature | Pump Type | Asset Record Capture Type | Differs from design (yes/no) | Asset Unique Identifier | Asset Tag | mE | mN | Vertex Order | Network (WW,SW,WS) | Station Type | Station Number | Site Name | Short Description | Descriptive Comment (Serving For, Situated at, Purpose of the asset) | Manufacturer | Model | Model Number | Manufacturing Serial Number | Date of commission | Warranty Start Date | Warranty End Date | Acquisition Value - Purchase Cost | Acquisition Value - Installation Cost | Survey Date | Photo - File Name | Pump Purpose | Pump Flow Rate in m3/h | Design Lift (m) (Head) | Maximum Lift in meters | Screw Diameter in mm | Screw Length in mm | Full Load Current in Amperes | KW Rating | kVA Rating | Voltage | Current Type | RPM | Immersed Pump | Design Flow Rate (m3/h) | Installation Company | Phase
SS10 | Pump Type | Asset Record Capture Type | Differs from design (yes/no) | Asset Unique Identifier | Asset Tag | mE | mN | LEAVE BLANK | Network (WW,SW,WS) | Station Type | Station Number | Site Name | Short Description | Descriptive Comment (Serving For, Situated at, Purpose of the asset) | Manufacturer | Model | Model Number | Manufacturing Serial Number | Date of commission | Warranty Start Date | Warranty End Date | Acquisition Value - Purchase Cost | Acquisition Value - Installation Cost | Survey Date | Photo - File Name | Pump Purpose | Pump Flow Rate in m3/h | Design Lift (m) (Head) | Maximum Lift in meters | Screw Diameter in mm | Screw Length in mm | Full Load Current in Amperes | KW Rating | kVA Rating | Voltage | Current Type | RPM | Immersed Pump | Design Flow Rate (m3/h) | Installation Company | Phase
Retaining Wall
Type of Line feature | Retaining Type | Asset Record Capture Type | Differs from design (yes/no) | Asset Unique Identifier | Asset Tag | mE | mN | Vertex Order | Network (WW,SW,WS) | Station Type | Station Number | Site Name | Short Description | Descriptive Comment (Serving For, Situated at, Purpose of the asset) | Manufacturer | Model | Model Number | Manufacturing Serial Number | Date of commission | Warranty Start Date | Warranty End Date | Acquisition Value - Purchase Cost | Acquisition Value - Installation Cost | Survey Date | Photo - File Name | Construction Material | Length in meters | Height in meters | Thickness in meters | Fall Height in meters | Safety Barrier | Construction Style | LEAVE BLANK | LEAVE BLANK | LEAVE BLANK | LEAVE BLANK | LEAVE BLANK
SS11 | Retaining Type | Asset Record Capture Type | Differs from design (yes/no) | Asset Unique Identifier | Asset Tag | mE | mN | Vertex Order | Network (WW,SW,WS) | Station Type | Station Number | Site Name | Short Description | Descriptive Comment (Serving For, Situated at, Purpose of the asset) | Manufacturer | Model | Model Number | Manufacturing Serial Number | Date of commission | Warranty Start Date | Warranty End Date | Acquisition Value - Purchase Cost | Acquisition Value - Installation Cost | Survey Date | Photo - File Name | Construction Material | Length in meters | Height in meters | Thickness in meters | Fall Height in meters | Safety Barrier | Construction Style | LEAVE BLANK | LEAVE BLANK | LEAVE BLANK | LEAVE BLANK | LEAVE BLANK
Station Site
Type of Polygon feature | LEAVE BLANK | Asset Record Capture Type | Differs from design (yes/no) | Asset Unique Identifier | Asset Tag | mE | mN | Vertex Order | Network (WW,SW,WS) | Station Type | Station Number | Site Name | Short Description | Descriptive Comment (Serving For, Situated at, Purpose of the asset) | Manufacturer | Model | Model Number | Manufacturing Serial Number | Date of commission | Warranty Start Date | Warranty End Date | Acquisition Value - Purchase Cost | Acquisition Value - Installation Cost | Survey Date | Photo - File Name | Power Connection Number | Audible alarm | Benchmark (CCC Datum) in meters | LEAVE BLANK | LEAVE BLANK | LEAVE BLANK | LEAVE BLANK | LEAVE BLANK | LEAVE BLANK | LEAVE BLANK | LEAVE BLANK | LEAVE BLANK
SS12 | LEAVE BLANK | Asset Record Capture Type | Differs from design (yes/no) | Asset Unique Identifier | Asset Tag | mE | mN | Vertex Order | Network (WW,SW,WS) | Station Type | Station Number | Site Name | Short Description | Descriptive Comment (Serving For, Situated at, Purpose of the asset) | Manufacturer | Model | Model Number | Manufacturing Serial Number | Date of commission | Warranty Start Date | Warranty End Date | Acquisition Value - Purchase Cost | Acquisition Value - Installation Cost | Survey Date | Photo - File Name | Power Connection Number | Audible alarm | Benchmark (CCC Datum) in meters | LEAVE BLANK | LEAVE BLANK | LEAVE BLANK | LEAVE BLANK | LEAVE BLANK | LEAVE BLANK | LEAVE BLANK | LEAVE BLANK | LEAVE BLANK
Tank
Type of Polygon feature | Tank Use | Asset Record Capture Type | Differs from design (yes/no) | Asset Unique Identifier | Asset Tag | mE | mN | Vertex Order | Network (WW,SW,WS) | Station Type | Station Number | Site Name | Short Description | Descriptive Comment (Serving For, Situated at, Purpose of the asset) | Manufacturer | Model | Model Number | Manufacturing Serial Number | Date of commission | Warranty Start Date | Warranty End Date | Acquisition Value - Purchase Cost | Acquisition Value - Installation Cost | Survey Date | Photo - File Name | Tank Contents | Construction Material | Capacity in litres | Volume in m3 | Double Skinned | Tank Liner | Tank Liner Type | Ground Feature Type | Operating Pressure in kPa | Installation Company | Bund (yes/no) | Safe Full Volume in m3
SS13 | Tank Use | Asset Record Capture Type | Differs from design (yes/no) | Asset Unique Identifier | Asset Tag | mE | mN | Vertex Order | Network (WW,SW,WS) | Station Type | Station Number | Site Name | Short Description | Descriptive Comment (Serving For, Situated at, Purpose of the asset) | Manufacturer | Model | Model Number | Manufacturing Serial Number | Date of commission | Warranty Start Date | Warranty End Date | Acquisition Value - Purchase Cost | Acquisition Value - Installation Cost | Survey Date | Photo - File Name | Tank Contents | Construction Material | Capacity in litres | Volume in m3 | Double Skinned | Tank Liner | Tank Liner Type | Ground Feature Type | Operating Pressure in kPa | Installation Company | Bund (yes/no) | Safe Full Volume in m3
Valve
Type of Point feature | Valve Type | Asset Record Capture Type | Differs from design (yes/no) | Asset Unique Identifier | Asset Tag | mE | mN | Vertex Order | Network (WW,SW,WS) | Station Type | Station Number | Site Name | Short Description | Descriptive Comment (Serving For, Situated at, Purpose of the asset) | Manufacturer | Model | Model Number | Manufacturing Serial Number | Date of commission | Warranty Start Date | Warranty End Date | Acquisition Value - Purchase Cost | Acquisition Value - Installation Cost | Survey Date | Photo - File Name | Nominal Size in mm | Installation Company | Valve Purpose | Internal Diameter in mm | Ground Feature Type | Close Direction | LEAVE BLANK | LEAVE BLANK | LEAVE BLANK | LEAVE BLANK | LEAVE BLANK | LEAVE BLANK
SS14 | Valve Type | Asset Record Capture Type | Differs from design (yes/no) | Asset Unique Identifier | Asset Tag | mE | mN | LEAVE BLANK | Network (WW,SW,WS) | Station Type | Station Number | Site Name | Short Description | Descriptive Comment (Serving For, Situated at, Purpose of the asset) | Manufacturer | Model | Model Number | Manufacturing Serial Number | Date of commission | Warranty Start Date | Warranty End Date | Acquisition Value - Purchase Cost | Acquisition Value - Installation Cost | Survey Date | Photo - File Name | Nominal Size in mm | Installation Company | Valve Purpose | Internal Diameter in mm | Ground Feature Type | Close Direction | LEAVE BLANK | LEAVE BLANK | LEAVE BLANK | LEAVE BLANK | LEAVE BLANK | LEAVE BLANK
Water Tank
Type of Polygon feature | Purpose | Asset Record Capture Type | Differs from design (yes/no) | Asset Unique Identifier | Asset Tag | mE | mN | Vertex Order | Network (WW,SW,WS) | Station Type | Station Number | Site Name | Short Description | Descriptive Comment (Serving For, Situated at, Purpose of the asset) | Manufacturer | Model | Model Number | Manufacturing Serial Number | Date of commission | Warranty Start Date | Warranty End Date | Acquisition Value - Purchase Cost | Acquisition Value - Installation Cost | Survey Date | Photo - File Name | Volume (m3) | Construction Material | Internal Diameter in meters | Internal Width in meters | Internal Breadth in meters | Internal Height in meters | Overflow Level in meters | Full Level in meters | Potability | Min Operating Level in meters | Inhibit Level in meters | Outlet RL (CCC Datum) in meters | Floor RL (CCC Datum) in meters
SS15 | Purpose | Asset Record Capture Type | Differs from design (yes/no) | Asset Unique Identifier | Asset Tag | mE | mN | Vertex Order | Network (WW,SW,WS) | Station Type | Station Number | Site Name | Short Description | Descriptive Comment (Serving For, Situated at, Purpose of the asset) | Manufacturer | Model | Model Number | Manufacturing Serial Number | Date of commission | Warranty Start Date | Warranty End Date | Acquisition Value - Purchase Cost | Acquisition Value - Installation Cost | Survey Date | Photo - File Name | Volume (m3) | Construction Material | Internal Diameter in meters | Internal Width in meters | Internal Breadth in meters | Internal Height in meters | Overflow Level in meters | Full Level in meters | Potability | Min Operating Level in meters | Inhibit Level in meters | Outlet RL (CCC Datum) in meters | Floor RL (CCC Datum) in meters
Water Well
Type of Point feature | LEAVE BLANK | Asset Record Capture Type | Differs from design (yes/no) | Asset Unique Identifier | Asset Tag | mE | mN | Vertex Order | Network (WW,SW,WS) | Station Type | Station Number | Site Name | Short Description | Descriptive Comment (Serving For, Situated at, Purpose of the asset) | Manufacturer | Model | Model Number | Manufacturing Serial Number | Date of commission | Warranty Start Date | Warranty End Date | Acquisition Value - Purchase Cost | Acquisition Value - Installation Cost | Survey Date | Photo - File Name | Well Head To Ground Level (Above or Below) | Security Cage (Yes/No) | Depth of Well Head Chamber in meters | Well Purpose | Lockable Chamber | Chamber top Alarm | Chamber Diameter (m) | Chamber Top AGL (Above ground level in meters) | Water Sampling Point (Yes/No) | Chamber top material | Screen Material | Casing Material | Internal Diameter of Well in mm | Well is Artesian or not | Well Static level range (meters) | Well rising column length in meters | Well rising column diameter mm | Well delivery to | Consent Abstraction rate L/Sec | Aquifer | Depth in meters | Design Draw Down | Free Flow Rate (m3/h) | ECan Bore Number (XX/nnnnn) | Consent Expire Date | ECan Consent Number | Casing Length in meters | Screen Length in meters | Depth of wellhead Chamber (m)
SS16 | LEAVE BLANK | Asset Record Capture Type | Differs from design (yes/no) | Asset Unique Identifier | Asset Tag | mE | mN | LEAVE BLANK | Network (WW,SW,WS) | Station Type | Station Number | Site Name | Short Description | Descriptive Comment (Serving For, Situated at, Purpose of the asset) | Manufacturer | Model | Model Number | Manufacturing Serial Number | Date of commission | Warranty Start Date | Warranty End Date | Acquisition Value - Purchase Cost | Acquisition Value - Installation Cost | Survey Date | Photo - File Name | Well Head To Ground Level (Above or Below) | Security Cage (Yes/No) | Depth of Well Head Chamber in meters | Well Purpose | Lockable Chamber | Chamber top Alarm | Chamber Diameter (m) | Chamber Top AGL (Above ground level in meters) | Water Sampling Point (Yes/No) | Chamber top material | Screen Material | Casing Material | Internal Diameter of Well in mm | Well is Artesian or not | Well Static level range (meters) | Well rising column length in meters | Well rising column diameter mm | Well delivery to | Consent Abstraction rate L/Sec | Aquifer | Depth in meters | Design Draw Down | Free Flow Rate (m3/h) | ECan Bore Number (XX/nnnnn) | Consent Expire Date | ECan Consent Number | Casing Length in meters | Screen Length in meters | Depth of wellhead Chamber (m)

## SurveyAsbuiltReport
Information | Details - please provide
If required attribute value is not in the list for selection, please note all information in the NotInList Tab.
Asset Ownership, Maintenance comments | Your understanding of who owns this asset and who maintains it going forward. Contractors to work with Project Mangers and fill this information. Can you let us know at a high level the list of assets that are not CCC (Privately owned).
List of construction drawings
Survey benchmark used for control
Equipment used (and calibration expiry date)
Summary of redline drawing changes (summarise changes from design)
General comments (include unexpected findings and any other comments worth noting)
Data Review Comments

## NotInList
SAG Feature Number | Unique Name | Attribute Name | Attribute Value Added | Comments
J01 | G0001 | Surround Construction Material | Asphalt | This is an example of how to request a new value be added to a dropdown list. DO NOT DELETE THIS ROW WHEN SUBMITTING YOUR CAT. Please include any relevant supplimentary information in the 'Comments' field.

## PickLists
CCCPicklist | Description | Value | ListName
| AC | AC | domCurrentType
| DC | DC | domCurrentType
| Not Applicable | NOT-APP | domCurrentType
| Not In List | NOT-IN-LIST | domCurrentType
| Electric | ELECTRIC | domActuatorType
| Hydraulic | HYDRAULIC | domActuatorType
| Pneumatic | PNEUMATIC | domActuatorType
| Not In List | NOT-IN-LIST | domActuatorType
| Create New Record | Create New Record | domCaptureType
| Update Existing Record | Update Existing Record | domCaptureType
| Yes | Yes | domDiffersFromDesign
| No | No | domDiffersFromDesign
| Storm Water | Storm Water | domNetwork
| Water Supply | Water Supply | domNetwork
| Waste Water | Waste Water | domNetwork
| Pump Station | Pump Station | domStationType
| Lift Station | Lift Station | domStationType
| Vacuum Station | Vacuum Station | domStationType
| Treatment | Treatment | domStationType
| Monitoring Site | Monitoring Site | domStationType
| Odour Control | Odour Control | domStationType
| Radio Repeater | Radio Repeater | domStationType
| Motorised Valve | Motorised Valve | domStationType
| Stream Intake Sites | Stream Intake Sites | domStationType
| Bermad | Bermad | domActuatorManufacturer
| Biffi | Biffi | domActuatorManufacturer
| Challenger | Challenger | domActuatorManufacturer
| EL-O-Matic | EL-O-Matic | domActuatorManufacturer
| Noah | Noah | domActuatorManufacturer
| Norgren | Norgren | domActuatorManufacturer
| Nutork | Nutork | domActuatorManufacturer
| Rotork | Rotork | domActuatorManufacturer
| Tyco | Tyco | domActuatorManufacturer
| Webber | Webber | domActuatorManufacturer
| Not In List | Not In List | domActuatorManufacturer
| Single Phase | 1PHASE | domAirConditionerPhase
| Three Phase | 3PHASE | domAirConditionerPhase
| Not In List | NOT-IN-LIST | domAirConditionerPhase
| Ducted | DUCTED | domAirConditionerType
| Standalone | STANDALONE | domAirConditionerType
| Not In List | NOT-IN-LIST | domAirConditionerType
| Fujitsu | Fujitsu | domAircondManufacturer
| Goldair | Goldair | domAircondManufacturer
| Temperzone | Temperzone | domAircondManufacturer
| Not In List | Not In List | domAircondManufacturer
| Communications | COMMUNICATIONS | domCablePurpose
| Control & Signal | CONTROL / SIGNAL | domCablePurpose
| Power | POWER | domCablePurpose
| Not In List | NOT-IN-LIST | domCablePurpose
| Single Phase | 1PHASE | domCablePhase
| Three Phase | 3PHASE | domCablePhase
| Low Voltage | LOWVOLT | domCablePhase
| Not In List | NOT-IN-LIST | domCablePhase
| Fibre | FIBRE | domCableType
| Flexible | FLEX | domCableType
| Multicore | MCORE | domCableType
| Shielded | SHLD | domCableType
| Submersible | SUB | domCableType
| Twisted | TWISTED PAIR | domCableType
| Not In List | NOT-IN-LIST | domCableType
| Single Phase | 1PHASE | domCompressorPhase
| Three Phase | 3PHASE | domCompressorPhase
| Not In List | NOT-IN-LIST | domCompressorPhase
| ABAC | ABAC | domCompressorManufacturer
| Atlas Copco | Atlas Copco | domCompressorManufacturer
| Chicago Pneumatic | Chicago Pneumatic | domCompressorManufacturer
| Hamworthy Engineering | Hamworthy Engineering | domCompressorManufacturer
| Reavell | Reavell | domCompressorManufacturer
| Not In List | Not In List | domCompressorManufacturer
| Electrical | ELECTRICAL | domCraneControl
| Mechanical | MECHANICAL | domCraneControl
| Not In List | NOT-IN-LIST | domCraneControl
| Single Phase | 1PHASE | domCranePhase
| Three Phase | 3PHASE | domCranePhase
| Not In List | NOT-IN-LIST | domCranePhase
| Chain Block | CHAIN BLOCK | domCraneType
| Gantry | GANTRY | domCraneType
| Rail | RAIL | domCraneType
| Swing | SWING | domCraneType
| Travelling | TRAVELLING | domCraneType
| Not In List | NOT-IN-LIST | domCraneType
| Beaver | Beaver | domCraneManufacturer
| BHP | BHP | domCraneManufacturer
| Demag | Demag | domCraneManufacturer
| Elephant | Elephant | domCraneManufacturer
| Flewellen & Lipscomb | Flewellen & Lipscomb | domCraneManufacturer
| KoneCranes | KoneCranes | domCraneManufacturer
| Kito | Kito | domCraneManufacturer
| Lift Master | Lift Master | domCraneManufacturer
| McCallum Engineering | McCallum Engineering | domCraneManufacturer
| Morris | Morris | domCraneManufacturer
| Nitchi | Nitchi | domCraneManufacturer
| PACIFIC | PACIFIC | domCraneManufacturer
| Pacific Hoists | Pacific Hoists | domCraneManufacturer
| PWB Anchor | PWB Anchor | domCraneManufacturer
| Southern Cross Engineering | Southern Cross Engineering | domCraneManufacturer
| Not In List | Not In List | domCraneManufacturer
| No | NO | domElectricalSystemTypeTested
| Partial | PARTIAL | domElectricalSystemTypeTested
| Yes | YES | domElectricalSystemTypeTested
| Control Panel | CONTROL PANEL | domElectricalSystemType
| Distribution Board | DISTRIBUTION BOARD | domElectricalSystemType
| Main Cabinet | MAIN CABINET | domElectricalSystemType
| Motor Control Centre | MOTOR CONTROL CENTRE | domElectricalSystemType
| Power Supply Box | POWERSUPPLYBOX | domElectricalSystemType
| Switchboard | SWITCHBOARD | domElectricalSystemType
| Not In List | NOT-IN-LIST | domElectricalSystemType
| AML Switchgear | AML Switchgear | domElectricsManufacturer
| Bremca Holdings | Bremca Holdings | domElectricsManufacturer
| Federal Electric | Federal Electric | domElectricsManufacturer
| Frank Millar & Co | Frank Millar & Co | domElectricsManufacturer
| Gael Switchboards | Gael Switchboards | domElectricsManufacturer
| I.C. Switchgear | I.C. Switchgear | domElectricsManufacturer
| JS Electrical Switchboards | JS Electrical Switchboards | domElectricsManufacturer
| Switchbuild | Switchbuild | domElectricsManufacturer
| SwitchCon | SwitchCon | domElectricsManufacturer
| TLJ Switchgear | TLJ Switchgear | domElectricsManufacturer
| Whyman Control | Whyman Control | domElectricsManufacturer
| Not In List | Not In List | domElectricsManufacturer
| Belt Driven | BELT DRIVEN | domEngineOutputDrive
| Direct | DIRECT | domEngineOutputDrive
| Hydraulic | HYDRAULIC | domEngineOutputDrive
| Not In List | NOT-IN-LIST | domEngineOutputDrive
| Diesel | DIESEL | domEngineFuel
| Diesel & Gas | DUEL | domEngineFuel
| Gas | GAS | domEngineFuel
| Not In List | NOT-IN-LIST | domEngineFuel
| Allen | Allen | domEngineManufacturer
| Anderson | Anderson | domEngineManufacturer
| ASEA | ASEA | domEngineManufacturer
| Caterpillar | Caterpillar | domEngineManufacturer
| Detroit | Detroit | domEngineManufacturer
| Dorman | Dorman | domEngineManufacturer
| English Electric | English Electric | domEngineManufacturer
| Fordson | Fordson | domEngineManufacturer
| GM | GM | domEngineManufacturer
| Iveco | Iveco | domEngineManufacturer
| MTU | MTU | domEngineManufacturer
| National | National | domEngineManufacturer
| Perkins | Perkins | domEngineManufacturer
| Scania | Scania | domEngineManufacturer
| Volvo Penta | Volvo Penta | domEngineManufacturer
| Not In List | Not In List | domEngineManufacturer
| Air-Oil | AIR-OIL | domExchangerOperatingFluid
| Air-Water | AIR-WATER | domExchangerOperatingFluid
| Water-Oil | WATER-OIL | domExchangerOperatingFluid
| Water-Water | WATER-WATER | domExchangerOperatingFluid
| Not In List | NOT-IN-LIST | domExchangerOperatingFluid
| Coil | COIL | domExchangerType
| Fin | FIN | domExchangerType
| Plate | PLATE | domExchangerType
| Separated Plate | SEPARATED PLATE | domExchangerType
| Shell And Tube | SHELL AND TUBE | domExchangerType
| Not In List | NOT-IN-LIST | domExchangerType
| Bowman | Bowman | domExchangerManufacturer
| Not In List | Not In List | domExchangerManufacturer
| Extract | EXTRACT | domFanPurpose
| Supply | SUPPLY | domFanPurpose
| Not In List | NOT-IN-LIST | domFanPurpose
| Single Phase | 1PHASE | domFanPhase
| Three Phase | 3PHASE | domFanPhase
| Not In List | NOT-IN-LIST | domFanPhase
| Axial | AXIAL | domFanType
| Centrifrugal | CENTRIFRUGAL | domFanType
| Positive Displacement | POSITIVE DISPLACEMENT | domFanType
| Side Channel | SIDE CHANNEL | domFanType
| Not In List | NOT-IN-LIST | domFanType
| Cincinnati | Cincinnati | domFanManufacturer
| Colasit | Colasit | domFanManufacturer
| Ebmpapst | Ebmpapst | domFanManufacturer
| Fan & Blower Australia | Fan & Blower Australia | domFanManufacturer
| Fantech | Fantech | domFanManufacturer
| IPSCO | IPSCO | domFanManufacturer
| Purafil | Purafil | domFanManufacturer
| Richardson | Richardson | domFanManufacturer
| SIRROCCO | SIRROCCO | domFanManufacturer
| Taylors Richardson | Taylors Richardson | domFanManufacturer
| Taymac | Taymac | domFanManufacturer
| Vale | Vale | domFanManufacturer
| Vortex | Vortex | domFanManufacturer
| Vortice | Vortice | domFanManufacturer
| Woods | Woods | domFanManufacturer
| Xpelair | Xpelair | domFanManufacturer
| Not In List | Not In List | domFanManufacturer
| Bark | BARK | domFilterUnitMedia
| Carbon | CARBON | domFilterUnitMedia
| Ceramic Cartridge | CERAMIC CARTRIDGE | domFilterUnitMedia
| Coconut Husk | COCONUT HUSK | domFilterUnitMedia
| Glass | GLASS | domFilterUnitMedia
| Membrane | MEMBRANE | domFilterUnitMedia
| Paper | PAPER | domFilterUnitMedia
| Paper Cartridge | PAPER CARTRIDGE | domFilterUnitMedia
| Plastic | PLASTIC | domFilterUnitMedia
| Sand | SAND | domFilterUnitMedia
| Soil | SOIL | domFilterUnitMedia
| Zeolite | ZEOLITE | domFilterUnitMedia
| Not in List | NOT IN LIST | domFilterUnitMedia
| Not In List | NOT-IN-LIST | domFilterUnitMedia
| Air | AIR | domFilterUnitPurpose
| Fuel | FUEL | domFilterUnitPurpose
| Oil | OIL | domFilterUnitPurpose
| Waste Water | WASTE WATER | domFilterUnitPurpose
| Water | WATER | domFilterUnitPurpose
| Not in List | NOT IN LIST | domFilterUnitPurpose
| Not In List | NOT-IN-LIST | domFilterUnitPurpose
| Amiad | Amiad | domFilterUntManufacturer
| AquaFlo | AquaFlo | domFilterUntManufacturer
| Armatec Environmental | Armatec Environmental | domFilterUntManufacturer
| Brighty | Brighty | domFilterUntManufacturer
| Bruner | Bruner | domFilterUntManufacturer
| Davey | Davey | domFilterUntManufacturer
| Kinetico | Kinetico | domFilterUntManufacturer
| OD1S | OD1S | domFilterUntManufacturer
| Pall | Pall | domFilterUntManufacturer
| Purafil | Purafil | domFilterUntManufacturer
| Not In List | Not In List | domFilterUntManufacturer
| ABB | ABB | domFilterharmnManufacturer
| Schneider Electric | Schneider Electric | domFilterharmnManufacturer
| Not In List | Not In List | domFilterharmnManufacturer
| Allen-Bradley | Allen-Bradley | domHMIManufacturer
| Schneider Electric | Schneider Electric | domHMIManufacturer
| Qtech Data Systems | Qtech Data Systems | domHMIManufacturer
| Not In List | Not In List | domHMIManufacturer
| cu. Meter per hour m3/hr | CU. METER PER HOUR M3/HR | domInstrumentUnitOfMeasure
| cu. Meter per second m3/s | CU. METER PER SECOND M3/S | domInstrumentUnitOfMeasure
| Degree Celsius | DEGREE CELSIUS | domInstrumentUnitOfMeasure
| Meter m | METER M | domInstrumentUnitOfMeasure
| Nephelometric Turbidity Units | NEPHELOMETRIC TURBIDITY UNITS | domInstrumentUnitOfMeasure
| Pascal Pa | PASCAL PA | domInstrumentUnitOfMeasure
| Percentage | PERCENTAGE | domInstrumentUnitOfMeasure
| Watts W | WATTS W | domInstrumentUnitOfMeasure
| Not In List | NOT-IN-LIST | domInstrumentUnitOfMeasure
| Analytical | ANALYTICAL | domInstrumentMeasurementType
| Dissolved Oxygen | DISSOLVED OXYGEN | domInstrumentMeasurementType
| Flow | FLOW | domInstrumentMeasurementType
| Flow - Magflow | FLOW - MAGFLOW | domInstrumentMeasurementType
| Flow Mechanical | FLOW MECHANICAL | domInstrumentMeasurementType
| Humidity | HUMIDITY | domInstrumentMeasurementType
| Level | LEVEL | domInstrumentMeasurementType
| Level - Float Switch | LEVEL - FLOAT SWITCH | domInstrumentMeasurementType
| Level - Hydrostatic | LEVEL - HYDROSTATIC | domInstrumentMeasurementType
| Level - Ultrasonic | LEVEL - ULTRASONIC | domInstrumentMeasurementType
| Ph | PH | domInstrumentMeasurementType
| Position | POSITION | domInstrumentMeasurementType
| Power | POWER | domInstrumentMeasurementType
| Pressure | PRESSURE | domInstrumentMeasurementType
| Pressure Sensor | PRESSURE SENSOR | domInstrumentMeasurementType
| Speed | SPEED | domInstrumentMeasurementType
| Temperature | TEMPERATURE | domInstrumentMeasurementType
| Turbidity | TURBIDITY | domInstrumentMeasurementType
| Not In List | NOT-IN-LIST | domInstrumentMeasurementType
| ABB | ABB | domInstrmentManufacturer
| ADS Instruments | ADS Instruments | domInstrmentManufacturer
| Alemlube | Alemlube | domInstrmentManufacturer
| Allen-Bradley | Allen-Bradley | domInstrmentManufacturer
| Arad | Arad | domInstrmentManufacturer
| ARI Corp | ARI Corp | domInstrmentManufacturer
| Ashcroft | Ashcroft | domInstrmentManufacturer
| AUMA | AUMA | domInstrmentManufacturer
| AW | AW | domInstrmentManufacturer
| Bermad | Bermad | domInstrmentManufacturer
| Bourdon Baumer Group | Bourdon Baumer Group | domInstrmentManufacturer
| Bright | Bright | domInstrmentManufacturer
| Carlo-Gavazzi | Carlo-Gavazzi | domInstrmentManufacturer
| Carrel & Carrel | Carrel & Carrel | domInstrmentManufacturer
| Cashco | Cashco | domInstrmentManufacturer
| CE Instruments | CE Instruments | domInstrmentManufacturer
| Cla-Val | Cla-Val | domInstrmentManufacturer
| Danfoss | Danfoss | domInstrmentManufacturer
| Davey | Davey | domInstrmentManufacturer
| DFC Water | DFC Water | domInstrmentManufacturer
| Dobbie | Dobbie | domInstrmentManufacturer
| Dwyer | Dwyer | domInstrmentManufacturer
| EDG | EDG | domInstrmentManufacturer
| EGE | EGE | domInstrmentManufacturer
| Elster | Elster | domInstrmentManufacturer
| Endress + Hauser | Endress + Hauser | domInstrmentManufacturer
| Flygt | Flygt | domInstrmentManufacturer
| Gewiss | Gewiss | domInstrmentManufacturer
| Grundfos | Grundfos | domInstrmentManufacturer
| Hach Instruments | Hach Instruments | domInstrmentManufacturer
| Haenni | Haenni | domInstrmentManufacturer
| Harland | Harland | domInstrmentManufacturer
| Hawk Measurment | Hawk Measurment | domInstrmentManufacturer
| Homersham | Homersham | domInstrmentManufacturer
| Honeywell | Honeywell | domInstrmentManufacturer
| IFM Electronics | IFM Electronics | domInstrmentManufacturer
| IMT Instruments | IMT Instruments | domInstrmentManufacturer
| JUMO | JUMO | domInstrmentManufacturer
| Khrone | Khrone | domInstrmentManufacturer
| Kinetico | Kinetico | domInstrmentManufacturer
| McBerns | McBerns | domInstrmentManufacturer
| McDonnell - Millar | McDonnell - Millar | domInstrmentManufacturer
| Meinecke | Meinecke | domInstrmentManufacturer
| Mercoid | Mercoid | domInstrmentManufacturer
| Milltronics | Milltronics | domInstrmentManufacturer
| Multitrode | Multitrode | domInstrmentManufacturer
| Murphy | Murphy | domInstrmentManufacturer
| Nivelco | Nivelco | domInstrmentManufacturer
| Nohken | Nohken | domInstrmentManufacturer
| Nuova Fima | Nuova Fima | domInstrmentManufacturer
| Nutech | Nutech | domInstrmentManufacturer
| Omron | Omron | domInstrmentManufacturer
| Pulsar | Pulsar | domInstrmentManufacturer
| RB | RB | domInstrmentManufacturer
| Real Tech Inc | Real Tech Inc | domInstrmentManufacturer
| Rhomberg | Rhomberg | domInstrmentManufacturer
| Ronald Trist Controls | Ronald Trist Controls | domInstrmentManufacturer
| Rosemount | Rosemount | domInstrmentManufacturer
| Saginomiya | Saginomiya | domInstrmentManufacturer
| Schneider Electric | Schneider Electric | domInstrmentManufacturer
| Shimaden | Shimaden | domInstrmentManufacturer
| Siemens | Siemens | domInstrmentManufacturer
| Square D Nautilus | Square D Nautilus | domInstrmentManufacturer
| Taylors | Taylors | domInstrmentManufacturer
| Telemecanique | Telemecanique | domInstrmentManufacturer
| Tetherm | Tetherm | domInstrmentManufacturer
| THOMAS | THOMAS | domInstrmentManufacturer
| United Electric Controls Compa | United Electric Controls Compa | domInstrmentManufacturer
| VEGA | VEGA | domInstrmentManufacturer
| Wallace & Tiernan | Wallace & Tiernan | domInstrmentManufacturer
| Wika | Wika | domInstrmentManufacturer
| Yokogawa | Yokogawa | domInstrmentManufacturer
| Zurn Wilkins | Zurn Wilkins | domInstrmentManufacturer
| Not In List | Not In List | domInstrmentManufacturer
| Single Phase | 1PHASE | domStarterPhase
| Three Phase | 3PHASE | domStarterPhase
| Low Voltage | LOWVOLT | domStarterPhase
| Not In List | NOT-IN-LIST | domStarterPhase
| DOL | DOL | domStarterStartingMethod
| Liquid | LIQUID | domStarterStartingMethod
| Slip Ring | SLIP RING | domStarterStartingMethod
| Soft Start | SOFT START | domStarterStartingMethod
| Star Delta | STAR DELTA | domStarterStartingMethod
| VSD AC | VSD AC | domStarterStartingMethod
| VSD DC | VSD DC | domStarterStartingMethod
| Not In List | NOT-IN-LIST | domStarterStartingMethod
| ABB | ABB | domStarterManufacturer
| ABS | ABS | domStarterManufacturer
| Allen-Bradley | Allen-Bradley | domStarterManufacturer
| AuCom | AuCom | domStarterManufacturer
| Bayley and Grimster | Bayley and Grimster | domStarterManufacturer
| CCC | CCC | domStarterManufacturer
| Danfoss | Danfoss | domStarterManufacturer
| Eleet Apparatus & Co | Eleet Apparatus & Co | domStarterManufacturer
| Flygt | Flygt | domStarterManufacturer
| Grundfos | Grundfos | domStarterManufacturer
| Igranic | Igranic | domStarterManufacturer
| Lowara | Lowara | domStarterManufacturer
| Mentor 2 | Mentor 2 | domStarterManufacturer
| Moeller | Moeller | domStarterManufacturer
| Movecambe | Movecambe | domStarterManufacturer
| Nilsen | Nilsen | domStarterManufacturer
| Omron | Omron | domStarterManufacturer
| PDL Electronics | PDL Electronics | domStarterManufacturer
| POL | POL | domStarterManufacturer
| Schneider Electric | Schneider Electric | domStarterManufacturer
| SEW-Eurodrive | SEW-Eurodrive | domStarterManufacturer
| Sprecher + Schuh | Sprecher + Schuh | domStarterManufacturer
| Vectron | Vectron | domStarterManufacturer
| Not In List | Not In List | domStarterManufacturer
| AC | AC | domMotorCurrentType
| DC | DC | domMotorCurrentType
| Not In List | NOT-IN-LIST | domMotorCurrentType
| Single Phase | 1PHASE | domMotorPhase
| Three Phase | 3PHASE | domMotorPhase
| Low Voltage | LOWVOLT | domMotorPhase
| Not In List | NOT-IN-LIST | domMotorPhase
| A. & T. BURT LIMITED | A. & T. BURT LIMITED | domMotorManufacturer
| ABB | ABB | domMotorManufacturer
| ABS | ABS | domMotorManufacturer
| AEI | AEI | domMotorManufacturer
| AEI KAPAK | AEI KAPAK | domMotorManufacturer
| Antriebstechnik | Antriebstechnik | domMotorManufacturer
| Areta | Areta | domMotorManufacturer
| ASEA | ASEA | domMotorManufacturer
| Aturia | Aturia | domMotorManufacturer
| Baldor | Baldor | domMotorManufacturer
| Brook | Brook | domMotorManufacturer
| Brook Crompton | Brook Crompton | domMotorManufacturer
| Brook Hansen | Brook Hansen | domMotorManufacturer
| Bruce Peebles & Co. | Bruce Peebles & Co. | domMotorManufacturer
| BRUSH | BRUSH | domMotorManufacturer
| BTH | BTH | domMotorManufacturer
| Bull | Bull | domMotorManufacturer
| CEG | CEG | domMotorManufacturer
| CentriPro | CentriPro | domMotorManufacturer
| CMG | CMG | domMotorManufacturer
| Colasit | Colasit | domMotorManufacturer
| Crompton | Crompton | domMotorManufacturer
| Crompton Greaves | Crompton Greaves | domMotorManufacturer
| Crompton Parkinson | Crompton Parkinson | domMotorManufacturer
| Davey | Davey | domMotorManufacturer
| DC | DC | domMotorManufacturer
| Dietz | Dietz | domMotorManufacturer
| EEC | EEC | domMotorManufacturer
| Electro Adda | Electro Adda | domMotorManufacturer
| Electro Motors | Electro Motors | domMotorManufacturer
| Elicent | Elicent | domMotorManufacturer
| EMU | EMU | domMotorManufacturer
| English Electrical | English Electrical | domMotorManufacturer
| Flygt | Flygt | domMotorManufacturer
| Franklin | Franklin | domMotorManufacturer
| GE | GE | domMotorManufacturer
| GEC | GEC | domMotorManufacturer
| GEC EBERLE | GEC EBERLE | domMotorManufacturer
| GEC KAPAK | GEC KAPAK | domMotorManufacturer
| GM | GM | domMotorManufacturer
| Goulds | Goulds | domMotorManufacturer
| Grundfos | Grundfos | domMotorManufacturer
| Harland | Harland | domMotorManufacturer
| Helmke | Helmke | domMotorManufacturer
| Higgs Motors | Higgs Motors | domMotorManufacturer
| Hitachi | Hitachi | domMotorManufacturer
| Hoover | Hoover | domMotorManufacturer
| Jennings | Jennings | domMotorManufacturer
| John Chambers & Son | John Chambers & Son | domMotorManufacturer
| JUNG | JUNG | domMotorManufacturer
| KITO | KITO | domMotorManufacturer
| KSB | KSB | domMotorManufacturer
| Laurence-Scott | Laurence-Scott | domMotorManufacturer
| Leroy-Somer | Leroy-Somer | domMotorManufacturer
| Lowara | Lowara | domMotorManufacturer
| LSE | LSE | domMotorManufacturer
| Metropolitan-Vickers | Metropolitan-Vickers | domMotorManufacturer
| Newman | Newman | domMotorManufacturer
| Nord Drivesystems | Nord Drivesystems | domMotorManufacturer
| Peebles | Peebles | domMotorManufacturer
| Pleuger | Pleuger | domMotorManufacturer
| Pleuger Worthington | Pleuger Worthington | domMotorManufacturer
| Pumpex | Pumpex | domMotorManufacturer
| Purafil | Purafil | domMotorManufacturer
| Sarlin | Sarlin | domMotorManufacturer
| SEW | SEW | domMotorManufacturer
| Siemens | Siemens | domMotorManufacturer
| SIGMUND | SIGMUND | domMotorManufacturer
| SmartTrim | SmartTrim | domMotorManufacturer
| TECO | TECO | domMotorManufacturer
| Thirge-Titan | Thirge-Titan | domMotorManufacturer
| Thomson-Houston | Thomson-Houston | domMotorManufacturer
| Wallace Pumps | Wallace Pumps | domMotorManufacturer
| WEG | WEG | domMotorManufacturer
| Western Electric | Western Electric | domMotorManufacturer
| Not In List | Not In List | domMotorManufacturer
| Firewall | FIREWALL | domNetworkEquipmentType
| Hub | HUB | domNetworkEquipmentType
| Router | ROUTER | domNetworkEquipmentType
| Switch | SWITCH | domNetworkEquipmentType
| Not In List | NOT-IN-LIST | domNetworkEquipmentType
| Schneider Electric | Schneider Electric | domNetworkEQManufacturer
| Aluminium | ALUMINIUM | domPipeworkConstruction
| Asbestos Concrete | ASBESTOS CONCRETE | domPipeworkConstruction
| Cast Iron | CAST IRON | domPipeworkConstruction
| Concrete | CONCRETE | domPipeworkConstruction
| Ductile Iron | DUCTILE IRON | domPipeworkConstruction
| Fibreglass | FIBREGLASS | domPipeworkConstruction
| Galvanised Steel | GALVANISEDSTEEL | domPipeworkConstruction
| Mild Steel | MILD STEEL | domPipeworkConstruction
| Not In List | NOT-IN-LIST | domPipeworkConstruction
| Polyethylene | POLYETHYLENE | domPipeworkConstruction
| PVC - Plastic | PVC-PLASTIC | domPipeworkConstruction
| Air | AIR | domPipeworkFluidConveyed
| Biogas | BIOGAS | domPipeworkFluidConveyed
| Fuel | FUEL | domPipeworkFluidConveyed
| Steam | STEAM | domPipeworkFluidConveyed
| Storm Water | STORM WATER | domPipeworkFluidConveyed
| Waste Water | WASTE WATER | domPipeworkFluidConveyed
| Water | WATER | domPipeworkFluidConveyed
| Not In List | NOT-IN-LIST | domPipeworkFluidConveyed
| 1 Mpa | PN10 | domPipeworkPressureClass
| 1.2 Mpa | PN12 | domPipeworkPressureClass
| 1.25 Mpa | PN12.5 | domPipeworkPressureClass
| 1.5 Mpa | PN15 | domPipeworkPressureClass
| 1.6 Mpa | PN16 | domPipeworkPressureClass
| 1.8 Mpa | PN18 | domPipeworkPressureClass
| 2.0 Mpa | PN20 | domPipeworkPressureClass
| 0.45 Mpa | PN4.5 | domPipeworkPressureClass
| 0.6 Mpa | PN6 | domPipeworkPressureClass
| 0.8 Mpa | PN8 | domPipeworkPressureClass
| 0.9 Mpa | PN9 | domPipeworkPressureClass
| Not In List | NOT-IN-LIST | domPipeworkPressureClass
| BAIO FlangelessCoupling System | BAIO | domPipeworkJointType
| Butt Fusion Weld Joint (Steel) | BFJ | domPipeworkJointType
| Ball and Socket Weld (Steel) | BSWJ | domPipeworkJointType
| Butt Weld Joint (Steel) | BWJ | domPipeworkJointType
| Compression Joints | CJ | domPipeworkJointType
| Collar Weld Joint | CWJ | domPipeworkJointType
| Electro Fusion Coupling Weld | EFJ | domPipeworkJointType
| Flanged Joint (Iron, PE) | FJ | domPipeworkJointType
| Lead Joint | LJ | domPipeworkJointType
| Mechanical Coupling Joint | MCJ | domPipeworkJointType
| Push Fit | PF | domPipeworkJointType
| Polyester Fairing Joint | PFJ | domPipeworkJointType
| Plumbite Joint | PJ | domPipeworkJointType
| Polyurethan Joint | PUJ | domPipeworkJointType
| Rubber Ring Joint | RRJ | domPipeworkJointType
| Rubber Ring with Metallic Lock | RRJL | domPipeworkJointType
| Solvent Cement Joint | SCJ | domPipeworkJointType
| Spherical Slip-In Weld (Steel) | SPWJ | domPipeworkJointType
| Tyton Lock | TL | domPipeworkJointType
| Not In List | NOT-IN-LIST | domPipeworkJointType
| Above Ground | ABG | domPipeworkInstallationsMethod
| Bored | BORED | domPipeworkInstallationsMethod
| Trench | TR | domPipeworkInstallationsMethod
| Tunnel | TU | domPipeworkInstallationsMethod
| Not In List | NOT-IN-LIST | domPipeworkInstallationsMethod
| Gravity | GRAVITY | domPipeworkPipePurpose
| Pressure | PRESSURE | domPipeworkPipePurpose
| Siphon | SYPHON | domPipeworkPipePurpose
| Vacuum | VACUUM | domPipeworkPipePurpose
| Not In List | NOT-IN-LIST | domPipeworkPipePurpose
| Action Engineering | Action Engineering | domPipeworkManufacturer
| Gillies | Gillies | domPipeworkManufacturer
| Humes | Humes | domPipeworkManufacturer
| Hynds | Hynds | domPipeworkManufacturer
| Iplex | Iplex | domPipeworkManufacturer
| Marley | Marley | domPipeworkManufacturer
| Rees Engineering | Rees Engineering | domPipeworkManufacturer
| Texco Steel | Texco Steel | domPipeworkManufacturer
| Waters & Farr | Waters & Farr | domPipeworkManufacturer
| Not In List | Not In List | domPipeworkManufacturer
| Booster Pump | BOOSTER | domPumpPurpose
| Cooling Water Pump | COOLING | domPumpPurpose
| Dosing | DOSING | domPumpPurpose
| Flood Control | FLOOD CONTROL | domPumpPurpose
| Flushing Pump | FLUSHING | domPumpPurpose
| Fuel Transfer Pump | FUEL | domPumpPurpose
| Irrigation | IRRIGATION | domPumpPurpose
| Lift | LIFT | domPumpPurpose
| Main Pump | MAIN | domPumpPurpose
| Sump Pump | SUMP | domPumpPurpose
| Vacuum | VACUUM | domPumpPurpose
| Well Pump | WELL | domPumpPurpose
| Not In List | NOT-IN-LIST | domPumpPurpose
| Electrical | ELECTRICAL | domPumpDriverType
| Mechanical | MECHANICAL | domPumpDriverType
| Not In List | NOT-IN-LIST | domPumpDriverType
| No | NO | domPumpImmersed
| Yes | YES | domPumpImmersed
| Axial Flow | AXIAL FLOW | domPumpType
| Bore | BORE | domPumpType
| Centrfugal Multistage | CENTRFUGAL MULTISTAGE | domPumpType
| Centrifugal Endsuction | CENTRIFUGAL ENDSUCTION | domPumpType
| Centrifugal Horizontalsplitcas | CENTRIFUGAL HORIZONTALSPLITCAS | domPumpType
| Centrifugal - Single Stage | CENTRIFUGAL SINGLESTAGE | domPumpType
| Diaphragm | DIAPHRAGM | domPumpType
| Double Suction Split Case | DOUBLE SUCTION SPLIT CASE | domPumpType
| Dry Mount Submersible | DRY MOUNT SUBMERSIBLE | domPumpType
| End Suction | END SUCTION | domPumpType
| Horizontal Multistage | HORIZONTAL MULTISTAGE | domPumpType
| Horizontal Splitcase | HORIZONTAL SPLITCASE | domPumpType
| Jet | JET | domPumpType
| Mixed Flow | MIXED FLOW | domPumpType
| Peristaltic | PERISTALTIC | domPumpType
| Piston | PISTON | domPumpType
| Positive Displacement | POSITIVE DISPL | domPumpType
| Pressure | PRESSURE | domPumpType
| Progressive Cavity | PROGRESSIVE CAVITY | domPumpType
| Rotary Vane | ROTARY VANE | domPumpType
| Screw | SCREW | domPumpType
| Split Case | SPLIT CASE | domPumpType
| Submersible | SUBMERSIBLE | domPumpType
| Surface | SURFACE | domPumpType
| Vertical Multistage | VERTICAL MULTISTAGE | domPumpType
| Not In List | NOT-IN-LIST | domPumpType
| ABB | ABB | domPumpManufacturer
| ABS | ABS | domPumpManufacturer
| ALBANY | ALBANY | domPumpManufacturer
| Aturia | Aturia | domPumpManufacturer
| Becker | Becker | domPumpManufacturer
| Blackstone | Blackstone | domPumpManufacturer
| BRITISH QUADRUPLEX | BRITISH QUADRUPLEX | domPumpManufacturer
| Brook Crompton | Brook Crompton | domPumpManufacturer
| Busch | Busch | domPumpManufacturer
| Davies | Davies | domPumpManufacturer
| DUSM | DUSM | domPumpManufacturer
| EBARA | EBARA | domPumpManufacturer
| EIM Electric Co. | EIM Electric Co. | domPumpManufacturer
| EMU | EMU | domPumpManufacturer
| Flyght | Flyght | domPumpManufacturer
| Flygt | Flygt | domPumpManufacturer
| Gorman-Rupp | Gorman-Rupp | domPumpManufacturer
| Goulds | Goulds | domPumpManufacturer
| Grundfos | Grundfos | domPumpManufacturer
| Harland | Harland | domPumpManufacturer
| Hyosung | Hyosung | domPumpManufacturer
| Indeng | Indeng | domPumpManufacturer
| Ingersoll-Dresser | Ingersoll-Dresser | domPumpManufacturer
| Jung | Jung | domPumpManufacturer
| Kelly & Lewis | Kelly & Lewis | domPumpManufacturer
| KSB | KSB | domPumpManufacturer
| Landustrie | Landustrie | domPumpManufacturer
| Lee Howell | Lee Howell | domPumpManufacturer
| Little Giant | Little Giant | domPumpManufacturer
| Lowara | Lowara | domPumpManufacturer
| Lowera | Lowera | domPumpManufacturer
| McEwans | McEwans | domPumpManufacturer
| Mono | Mono | domPumpManufacturer
| Nimbus | Nimbus | domPumpManufacturer
| NOVA | NOVA | domPumpManufacturer
| Onga | Onga | domPumpManufacturer
| OSNA | OSNA | domPumpManufacturer
| PACO | PACO | domPumpManufacturer
| Patterson Pump Co | Patterson Pump Co | domPumpManufacturer
| Peabody & Barnes | Peabody & Barnes | domPumpManufacturer
| Penfold | Penfold | domPumpManufacturer
| Pleuger | Pleuger | domPumpManufacturer
| Pulsometer | Pulsometer | domPumpManufacturer
| PumpEx | PumpEx | domPumpManufacturer
| Regent Pumps | Regent Pumps | domPumpManufacturer
| Renown | Renown | domPumpManufacturer
| RITZ | RITZ | domPumpManufacturer
| Sarlin | Sarlin | domPumpManufacturer
| Sawa | Sawa | domPumpManufacturer
| Sigmund | Sigmund | domPumpManufacturer
| Sigmund Pulsometer Pumps | Sigmund Pulsometer Pumps | domPumpManufacturer
| Southern Cross | Southern Cross | domPumpManufacturer
| STA-RITE | STA-RITE | domPumpManufacturer
| Tecalemit | Tecalemit | domPumpManufacturer
| TECO | TECO | domPumpManufacturer
| Thompsons Kelly & Lewis | Thompsons Kelly & Lewis | domPumpManufacturer
| Tsurumi | Tsurumi | domPumpManufacturer
| Varisco | Varisco | domPumpManufacturer
| W.H. Allen & Co. | W.H. Allen & Co. | domPumpManufacturer
| Weir | Weir | domPumpManufacturer
| Worthington | Worthington | domPumpManufacturer
| Worthington Simpson | Worthington Simpson | domPumpManufacturer
| Not In List | Not In List | domPumpManufacturer
| Booster Pump | BOOSTER | domPumpSetPumpPurpose
| Cooling Water Pump | COOLING | domPumpSetPumpPurpose
| Dosing | DOSING | domPumpSetPumpPurpose
| Flood Control | FLOOD CONTROL | domPumpSetPumpPurpose
| Flushing Pump | FLUSHING | domPumpSetPumpPurpose
| Fuel Transfer Pump | FUEL | domPumpSetPumpPurpose
| Irrigation | IRRIGATION | domPumpSetPumpPurpose
| Lift | LIFT | domPumpSetPumpPurpose
| Main Pump | MAIN | domPumpSetPumpPurpose
| Secondary Pump | SECONDARY | domPumpSetPumpPurpose
| Sump Pump | SUMP | domPumpSetPumpPurpose
| Transfer | TRANSFER | domPumpSetPumpPurpose
| Vacuum | VACUUM | domPumpSetPumpPurpose
| Well Pump | WELL | domPumpSetPumpPurpose
| Not In List | NOT-IN-LIST | domPumpSetPumpPurpose
| AC | AC | domPumpSetCurrentType
| DC | DC | domPumpSetCurrentType
| Not In List | NOT-IN-LIST | domPumpSetCurrentType
| No | NO | domPumpSetImmersedPump
| Yes | YES | domPumpSetImmersedPump
| Single Phase | 1PHASE | domPumpSetPhase
| Three Phase | 3PHASE | domPumpSetPhase
| Not In List | NOT-IN-LIST | domPumpSetPhase
| Axial Flow | AXIAL FLOW | domPumpSetPumpType
| Bore | BORE | domPumpSetPumpType
| Centrfugal Multistage | CENTRFUGAL MULTISTAGE | domPumpSetPumpType
| Centrifugal Endsuction | CENTRIFUGAL ENDSUCTION | domPumpSetPumpType
| Centrifugal Horizontalsplitcas | CENTRIFUGAL HORIZONTALSPLITCAS | domPumpSetPumpType
| Centrifugal - Single Stage | CENTRIFUGAL SINGLESTAGE | domPumpSetPumpType
| Diaphragm | DIAPHRAGM | domPumpSetPumpType
| Does Not Exist | DOES NOT EXIST | domPumpSetPumpType
| Double Suction Split Case | DOUBLE SUCTION SPLIT CASE | domPumpSetPumpType
| Dry Mount Submersible | DRY MOUNT SUBMERSIBLE | domPumpSetPumpType
| End Suction | END SUCTION | domPumpSetPumpType
| Horizontal Multistage | HORIZONTAL MULTISTAGE | domPumpSetPumpType
| Horizontal Splitcase | HORIZONTAL SPLITCASE | domPumpSetPumpType
| Jet | JET | domPumpSetPumpType
| Mixed Flow | MIXED FLOW | domPumpSetPumpType
| Peristaltic | PERISTALTIC | domPumpSetPumpType
| Piston | PISTON | domPumpSetPumpType
| Positive Displacement | POSITIVE DISPL | domPumpSetPumpType
| Pressure | PRESSURE | domPumpSetPumpType
| Progressive Cavity | PROGRESSIVE CAVITY | domPumpSetPumpType
| Rotary Vane | ROTARY VANE | domPumpSetPumpType
| Screw | SCREW | domPumpSetPumpType
| Split Case | SPLIT CASE | domPumpSetPumpType
| Submersible | SUBMERSIBLE | domPumpSetPumpType
| Surface | SURFACE | domPumpSetPumpType
| Vertical Multistage | VERTICAL MULTISTAGE | domPumpSetPumpType
| Not In List | NOT-IN-LIST | domPumpSetPumpType
| Flygt | Flygt | domPumpsetManufacturer
| Goulds | Goulds | domPumpsetManufacturer
| Grundfos | Grundfos | domPumpsetManufacturer
| Hitachi | Hitachi | domPumpsetManufacturer
| Lowara | Lowara | domPumpsetManufacturer
| Pleuger | Pleuger | domPumpsetManufacturer
| Not In List | Not In List | domPumpsetManufacturer
| Programmable Logic Controller | PLC | domRtuPlcType
| Remote Terminal Units | RTU | domRtuPlcType
| Not In List | NOT-IN-LIST | domRtuPlcType
| Allen-Bradley | Allen-Bradley | domRtuPlcmanufacturer
| DATARADIO | DATARADIO | domRtuPlcmanufacturer
| DEEP SEA ELECTRONICS | DEEP SEA ELECTRONICS | domRtuPlcmanufacturer
| IDEC | IDEC | domRtuPlcmanufacturer
| Leeds & Northrup | Leeds & Northrup | domRtuPlcmanufacturer
| Motorola | Motorola | domRtuPlcmanufacturer
| MOXA | MOXA | domRtuPlcmanufacturer
| Qtech Data Systems | Qtech Data Systems | domRtuPlcmanufacturer
| Yokogawa | Yokogawa | domRtuPlcmanufacturer
| Not In List | Not In List | domRtuPlcmanufacturer
| Colinear | COLINEAR | domRadioAntenna
| Corner Reflector | CORNER REFLECTOR | domRadioAntenna
| Dipole | DIPOLE | domRadioAntenna
| Dish | DISH | domRadioAntenna
| Low Profile | LOW PROFILE | domRadioAntenna
| Other | OTHER | domRadioAntenna
| Whip | WHIP | domRadioAntenna
| Yagi | YAGI | domRadioAntenna
| Not In List | NOT-IN-LIST | domRadioAntenna
| CalAmp | CalAmp | domRadioManufacturer
| EDAC | EDAC | domRadioManufacturer
| MiMoMAX | MiMoMAX | domRadioManufacturer
| Motorola | Motorola | domRadioManufacturer
| MOXA | MOXA | domRadioManufacturer
| Netcomm Wireless | Netcomm Wireless | domRadioManufacturer
| Qtech Data Systems | Qtech Data Systems | domRadioManufacturer
| Salcom Technologies | Salcom Technologies | domRadioManufacturer
| Sinclair Technologies | Sinclair Technologies | domRadioManufacturer
| Tait Electronics | Tait Electronics | domRadioManufacturer
| Not In List | Not In List | domRadioManufacturer
| Application Software | APPLICATION SOFTWARE | domSoftwarePurpose
| System And Application | SYSTEM AND APPLICATION | domSoftwarePurpose
| System Software | SYSTEM SOFTWARE | domSoftwarePurpose
| Not In List | NOT-IN-LIST | domSoftwarePurpose
| Custom Made | CUSTOM MADE | domSoftwareType
| Off The Shelf | OFF THE SHELF | domSoftwareType
| Not In List | NOT-IN-LIST | domSoftwareType
| Bremca | Bremca | domSoftwareManufacturer
| Citect | Citect | domSoftwareManufacturer
| Not In List | Not In List | domSoftwareManufacturer
| Block | BLOCK | domStructureConstruction
| Brick | BRICK | domStructureConstruction
| Concrete | CONCRETE | domStructureConstruction
| Concrete Block | CONCRETE BLOCK | domStructureConstruction
| Concrete Tilt Slap | CONCRETE TILT SLAP | domStructureConstruction
| Fibreglass | FIBREGLASS | domStructureConstruction
| PVC | PVC | domStructureConstruction
| Sheet Metal | SHEET METAL | domStructureConstruction
| Steel | STEEL | domStructureConstruction
| Sheet Steel | STEEL-SHEET | domStructureConstruction
| Stone | STONE | domStructureConstruction
| Stone / Wood | STONE / WOOD | domStructureConstruction
| Wood | WOOD | domStructureConstruction
| Wood & Fibreglass | WOOD FIBREGLASS | domStructureConstruction
| Not In List | NOT-IN-LIST | domStructureConstruction
| Belt Driven | BELT DRIVEN | domTransmissionInputDrive
| Direct | DIRECT | domTransmissionInputDrive
| Not In List | NOT-IN-LIST | domTransmissionInputDrive
| Belt Driven | BELT DRIVEN | domTransmissionOutputDrive
| Direct | DIRECT | domTransmissionOutputDrive
| Hydraulic | HYDRAULIC | domTransmissionOutputDrive
| Not In List | NOT-IN-LIST | domTransmissionOutputDrive
| Hansen | Hansen | domTrnsmissnManufacturer
| Penfold | Penfold | domTrnsmissnManufacturer
| Not In List | Not In List | domTrnsmissnManufacturer
| Air In | AIRIN | domValvePurpose
| Air In & Out | AIRINOUT | domValvePurpose
| Air Out | AIROUT | domValvePurpose
| Burst Control | BURSTC | domValvePurpose
| Bypass | BYPASS | domValvePurpose
| Control- Flow | CTRLFLOW | domValvePurpose
| Control Flow & Press | CTRLFLPR | domValvePurpose
| Control- Pressure | CTRLPRESS | domValvePurpose
| Fire Fighting | FIREFIGHT | domValvePurpose
| Flushing Point | FLTP | domValvePurpose
| HVAC | HVAC | domValvePurpose
| Irrigation | IRRIG | domValvePurpose
| Isolation | ISO | domValvePurpose
| Non-return/ Backflow | NRV | domValvePurpose
| Pressure Relief | PRESRELF | domValvePurpose
| Pressure Regulation | PRESRG | domValvePurpose
| Pressure Maintaining | PRM | domValvePurpose
| Pressure Reducing | PRV | domValvePurpose
| Sampling Point | SAMPLE | domValvePurpose
| Scour | SCOUR | domValvePurpose
| Vacuum Shut Off | VACSO | domValvePurpose
| Not In List | NOT-IN-LIST | domValvePurpose
| Above Ground | ABOVE | domValveGroundFeatureType
| Below Ground | BELOW | domValveGroundFeatureType
| Not In List | NOT-IN-LIST | domValveGroundFeatureType
| Anti-clockwise | ANTI-CLOCKWISE | domValveCloseDirection
| Clockwise | CLOCKWISE | domValveCloseDirection
| Not In List | NOT-IN-LIST | domValveCloseDirection
| Altitude | ALTITUDE | domValveType
| Auto Flush | AUTO FLUSH | domValveType
| Ball | BALL | domValveType
| Burst Control | BURST CONTROL | domValveType
| Butterfly | BUTTERFLY | domValveType
| Check-Floating Ball | CHECK-FLOATING BALL | domValveType
| Check-Rubber Duck Bill | CHECK-RUBBER DUCK BILL | domValveType
| Check-Swing Check | CHECK-SWING CHECK | domValveType
| Damper | DAMPER | domValveType
| Diaphragm | DIAPHRAGM | domValveType
| Float | FLOAT | domValveType
| Flow Control | FLOW CONTROL | domValveType
| Foot | FOOT | domValveType
| Gate-Knife | GATE-KNIFE | domValveType
| Gate-Resilient Seated | GATE-RESILIENT SEATED | domValveType
| Globe | GLOBE | domValveType
| Needle | NEEDLE | domValveType
| Penstock | PENSTOCK | domValveType
| Pinch | PINCH | domValveType
| Piston | PISTON | domValveType
| Plug | PLUG | domValveType
| Pressure Reducing | PRESSURE REDUCING | domValveType
| Pressure Relief | PRESSURE RELIEF | domValveType
| Pressure Sustaining | PRESSURE SUSTAINING | domValveType
| Reflux | REFLUX | domValveType
| Spool | SPOOL | domValveType
| Test Cock | TEST COCK | domValveType
| Not In List | NOT-IN-LIST | domValveType
| A.R.I. Valves | A.R.I. Valves | domValveManufacturer
| AAP Industries | AAP Industries | domValveManufacturer
| AMRI | AMRI | domValveManufacturer
| Armatec Environmental | Armatec Environmental | domValveManufacturer
| ASMUSS Water Systems | ASMUSS Water Systems | domValveManufacturer
| Auma | Auma | domValveManufacturer
| Ausco | Ausco | domValveManufacturer
| AVFI | AVFI | domValveManufacturer
| AVK Group | AVK Group | domValveManufacturer
| AVR Valve Industries | AVR Valve Industries | domValveManufacturer
| Bermad | Bermad | domValveManufacturer
| Biffi | Biffi | domValveManufacturer
| Blakeborough | Blakeborough | domValveManufacturer
| Bray International | Bray International | domValveManufacturer
| Burkert | Burkert | domValveManufacturer
| Challenger Valves | Challenger Valves | domValveManufacturer
| Cla-Val | Cla-Val | domValveManufacturer
| CRANE | CRANE | domValveManufacturer
| DDRDT | DDRDT | domValveManufacturer
| DeZurik | DeZurik | domValveManufacturer
| DK Valve | DK Valve | domValveManufacturer
| Dorot | Dorot | domValveManufacturer
| Dynamic Fluid Control | Dynamic Fluid Control | domValveManufacturer
| EBRO Armaturen | EBRO Armaturen | domValveManufacturer
| ERHARD | ERHARD | domValveManufacturer
| Europa Valve | Europa Valve | domValveManufacturer
| FARRER | FARRER | domValveManufacturer
| FLOMAX International | FLOMAX International | domValveManufacturer
| Flovac | Flovac | domValveManufacturer
| G&K | G&K | domValveManufacturer
| GALA | GALA | domValveManufacturer
| Gillies | Gillies | domValveManufacturer
| Glenfield | Glenfield | domValveManufacturer
| Glenfield and Kennedy | Glenfield and Kennedy | domValveManufacturer
| GTG | GTG | domValveManufacturer
| HAMBA | HAMBA | domValveManufacturer
| Hawle | Hawle | domValveManufacturer
| HDL Valves | HDL Valves | domValveManufacturer
| Heaton Valves | Heaton Valves | domValveManufacturer
| HMA Valveco | HMA Valveco | domValveManufacturer
| Hunter Industries | Hunter Industries | domValveManufacturer
| Hydrotite | Hydrotite | domValveManufacturer
| Hygrade Valve Inc | Hygrade Valve Inc | domValveManufacturer
| I.M.F. | I.M.F. | domValveManufacturer
| KDV | KDV | domValveManufacturer
| Keystone | Keystone | domValveManufacturer
| KITZ | KITZ | domValveManufacturer
| Klamflex | Klamflex | domValveManufacturer
| KV | KV | domValveManufacturer
| Maxiflo | Maxiflo | domValveManufacturer
| Maxiflow | Maxiflow | domValveManufacturer
| MD Modentic | MD Modentic | domValveManufacturer
| MECH | MECH | domValveManufacturer
| Moygro | Moygro | domValveManufacturer
| Moygro-Paykel | Moygro-Paykel | domValveManufacturer
| MUESCO | MUESCO | domValveManufacturer
| NVC | NVC | domValveManufacturer
| Paykel | Paykel | domValveManufacturer
| Pentair | Pentair | domValveManufacturer
| Pump 2 Outlet Valve | Pump 2 Outlet Valve | domValveManufacturer
| Rotork | Rotork | domValveManufacturer
| Senior Flexonics | Senior Flexonics | domValveManufacturer
| Shanghai Karon Valves Co | Shanghai Karon Valves Co | domValveManufacturer
| Stemat-Jansen | Stemat-Jansen | domValveManufacturer
| Tubeline | Tubeline | domValveManufacturer
| Turnflo | Turnflo | domValveManufacturer
| Tyco | Tyco | domValveManufacturer
| V | V | domValveManufacturer
| Val-Matic | Val-Matic | domValveManufacturer
| Value Valves | Value Valves | domValveManufacturer
| Valveco | Valveco | domValveManufacturer
| Vent-O-Mat | Vent-O-Mat | domValveManufacturer
| Viking Johnson | Viking Johnson | domValveManufacturer
| Vinidex | Vinidex | domValveManufacturer
| Weilong Valve Co | Weilong Valve Co | domValveManufacturer
| Not In List | Not In List | domValveManufacturer
| Air Gap Separator (Registered) | AGS | domBackflowType
| Anti-Siphon Valve | ASV | domBackflowType
| Atmospheric Vacuum Breaker | AVB | domBackflowType
| Barometric Loop | BL | domBackflowType
| Break Tank | BT | domBackflowType
| Dual Check Device | DCD | domBackflowType
| Dble Check Backflow Preventer | DCV | domBackflowType
| Hose Bibb | HB | domBackflowType
| None | NONE | domBackflowType
| Pressure Vacuum Breaker | PVB | domBackflowType
| Reduced Pressure Backflow Prev | RPZ | domBackflowType
| Swing Check Valve | SCV | domBackflowType
| Single Check | SINGLE CHECK | domBackflowType
| Testable Double Check | TDC | domBackflowType
| Testable Reduced Pressure Zone | TRPZ | domBackflowType
| Not In List | NOT-IN-LIST | domBackflowType
| Bermad | Bermad | domBackflowManufacturer
| Flowmatic | Flowmatic | domBackflowManufacturer
| Zurn Wilkins | Zurn Wilkins | domBackflowManufacturer
| VORTICE | VORTICE | domBackflowManufacturer
| Watts | Watts | domBackflowManufacturer
| Wiliams | Wiliams | domBackflowManufacturer
| Not In List | Not In List | domBackflowManufacturer
| No | NO | domChamberSumpPump
| Yes | YES | domChamberSumpPump
| Brick | BRICK | domChamberConstruction
| Concrete | CONCRETE | domChamberConstruction
| Fibreglass | FIBREGLASS | domChamberConstruction
| Metal | METAL | domChamberConstruction
| Not In List | NOT-IN-LIST | domChamberConstruction
| MagFlow | MAGFLOW | domChamberPurpose
| Mechanical Plant | MECHANICAL PLANT | domChamberPurpose
| Not Available | NOT-AVL | domChamberPurpose
| Valves | VALVES | domChamberPurpose
| Well Head | WELL HEAD | domChamberPurpose
| Wier/Flume | WIER/FLUME | domChamberPurpose
| Not In List | NOT-IN-LIST | domChamberPurpose
| Bark | BARK | domFilterBedMedia
| Paper | PAPER | domFilterBedMedia
| Carbon | CARBON | domFilterBedMedia
| Paper Cartridge | PAPER CARTRIDGE | domFilterBedMedia
| Soil | SOIL | domFilterBedMedia
| Sand | SAND | domFilterBedMedia
| Ceramic Cartridge | CERAMIC CARTRIDGE | domFilterBedMedia
| Plastic | PLASTIC | domFilterBedMedia
| Membrane | MEMBRANE | domFilterBedMedia
| Coconut Husk | COCONUT HUSK | domFilterBedMedia
| Zeolite | ZEOLITE | domFilterBedMedia
| Glass | GLASS | domFilterBedMedia
| Not In List | NOT-IN-LIST | domFilterBedMedia
| Water | WATER | domFilterBedPurpose
| Oil | OIL | domFilterBedPurpose
| Fuel | FUEL | domFilterBedPurpose
| Air | AIR | domFilterBedPurpose
| Waste Water | WASTE WATER | domFilterBedPurpose
| Not In List | NOT-IN-LIST | domFilterBedPurpose
| Bark | BARK | domFilterBedType
| Soil Filter | SOIL | domFilterBedType
| Carbon | CARBON | domFilterBedType
| Not In List | NOT-IN-LIST | domFilterBedType
| Armatec Environmental | Armatec Environmental | domFilterbedManufacturer
| Purafil | Purafil | domFilterbedManufacturer
| Taymac | Taymac | domFilterbedManufacturer
| Not In List | Not In List | domFilterbedManufacturer
| Not In List | NOT-IN-LIST | domFueltankConstruction
| Plastic | PLASTIC | domFueltankConstruction
| Steel | STEEL | domFueltankConstruction
| Unknown | UNKNOWN | domFueltankConstruction
| No | N | domFueltankRelocatable
| Yes | Y | domFueltankRelocatable
| No | NO | domFueltankBund
| Yes | YES | domFueltankBund
| Diesel | DIESEL | domFueltankFuelType
| Diesel & Gas | DUEL | domFueltankFuelType
| Gas | GAS | domFueltankFuelType
| Not In List | NOT-IN-LIST | domFueltankFuelType
| Advanced Fuel Tanks | Advanced Fuel Tanks | domFueltankManufacturer
| Andrews & Beaven | Andrews & Beaven | domFueltankManufacturer
| Atlas | Atlas | domFueltankManufacturer
| Campion & Irving | Campion & Irving | domFueltankManufacturer
| Concrete Containerised Tanks | Concrete Containerised Tanks | domFueltankManufacturer
| Fuelquip | Fuelquip | domFueltankManufacturer
| John Russell Engineering | John Russell Engineering | domFueltankManufacturer
| SuperVault | SuperVault | domFueltankManufacturer
| Taymac | Taymac | domFueltankManufacturer
| Not In List | Not In List | domFueltankManufacturer
| Non Standby | NONSTANDBY | domGeneratorUsageClass
| Standby | STANDBY | domGeneratorUsageClass
| Not In List | NOT-IN-LIST | domGeneratorUsageClass
| Stand Alone | STAND ALONE | domGeneratorSynchronised
| Synchronised | SYNCHRONISED | domGeneratorSynchronised
| Not In List | NOT-IN-LIST | domGeneratorSynchronised
| Altlas Copco | Altlas Copco | domGeneratorManufacturer
| Andrews and Beaven | Andrews and Beaven | domGeneratorManufacturer
| ASEA | ASEA | domGeneratorManufacturer
| Caterpillar | Caterpillar | domGeneratorManufacturer
| FG Wilson | FG Wilson | domGeneratorManufacturer
| Galaxy | Galaxy | domGeneratorManufacturer
| GM | GM | domGeneratorManufacturer
| Himoinsa | Himoinsa | domGeneratorManufacturer
| Markon | Markon | domGeneratorManufacturer
| McFarlane | McFarlane | domGeneratorManufacturer
| Mecc Alt Spa | Mecc Alt Spa | domGeneratorManufacturer
| MGL | MGL | domGeneratorManufacturer
| Olympian | Olympian | domGeneratorManufacturer
| PowerGen | PowerGen | domGeneratorManufacturer
| PUMA | PUMA | domGeneratorManufacturer
| Spectrum | Spectrum | domGeneratorManufacturer
| Stamford Newage | Stamford Newage | domGeneratorManufacturer
| Volvo | Volvo | domGeneratorManufacturer
| Not In List | Not In List | domGeneratorManufacturer
| Aluminium | ALUMINIUM | domPenstockMaterial
| Cast Iron | CAST IRON | domPenstockMaterial
| Mild Steel | MILD STEEL | domPenstockMaterial
| Plastic | PLASTIC | domPenstockMaterial
| Stainless Steel | STAINLESS STEEL | domPenstockMaterial
| Not In List | NOT-IN-LIST | domPenstockMaterial
| Actuated | ACTUATED | domPenstockOperationMethod
| Manual | MANUAL | domPenstockOperationMethod
| Not In List | NOT-IN-LIST | domPenstockOperationMethod
| Auto | AUTO | domPenstockMode
| Manual | MANUAL | domPenstockMode
| Remote | REMOTE | domPenstockMode
| SCADA | SCADA | domPenstockMode
| Not In List | NOT-IN-LIST | domPenstockMode
| Depth | DEPTH | domPenstockAutomaticControl
| Flow Rate | FLOWR | domPenstockAutomaticControl
| Pressure | PRS | domPenstockAutomaticControl
| Not In List | NOT-IN-LIST | domPenstockAutomaticControl
| Battery | BATTERY | domPenstockValvePower
| Hydraulic | HYDRAULIC | domPenstockValvePower
| Mains | MAINS | domPenstockValvePower
| Manual | MANUAL | domPenstockValvePower
| Pneumatic | PNEUMATIC | domPenstockValvePower
| Spring | SPRING | domPenstockValvePower
| Not In List | NOT-IN-LIST | domPenstockValvePower
| Above Ground | ABOVE | domPenstockGroundFeatureType
| Below Ground | BELOW | domPenstockGroundFeatureType
| Combination Above/Below Ground | COMBINATION | domPenstockGroundFeatureType
| Not In List | NOT-IN-LIST | domPenstockGroundFeatureType
| Anti-clockwise | ANTI-CLOCKWISE | domPenstockCloseDirection
| Clockwise | CLOCKWISE | domPenstockCloseDirection
| Not In List | NOT-IN-LIST | domPenstockCloseDirection
| Siam | Siam | domPenstockManufacturer
| Watergates NZ | Watergates NZ | domPenstockManufacturer
| Watergates SP | Watergates SP | domPenstockManufacturer
| Not In List | Not In List | domPenstockManufacturer
| Above Ground | ABOVE | domBuildingPumpStationGroundFeatureType
| Below Ground | BELOW | domBuildingPumpStationGroundFeatureType
| Combination Above/Below Ground | COMBINATION | domBuildingPumpStationGroundFeatureType
| Not In List | NOT-IN-LIST | domBuildingPumpStationGroundFeatureType
| Block | BLOCK | domBuildingPumpStationConstruction
| Brick | BRICK | domBuildingPumpStationConstruction
| Concrete | CONCRETE | domBuildingPumpStationConstruction
| Concrete Block | CONCRETE BLOCK | domBuildingPumpStationConstruction
| Fibreglass | FIBREGLASS | domBuildingPumpStationConstruction
| PVC | PVC | domBuildingPumpStationConstruction
| Sheet Metal | SHEET METAL | domBuildingPumpStationConstruction
| Steel | STEEL | domBuildingPumpStationConstruction
| Sheet Steel | STEEL-SHEET | domBuildingPumpStationConstruction
| Stone / Wood | STONE / WOOD | domBuildingPumpStationConstruction
| Wood | WOOD | domBuildingPumpStationConstruction
| Wood & Fibreglass | WOOD FIBREGLASS | domBuildingPumpStationConstruction
| Not In List | NOT-IN-LIST | domBuildingPumpStationConstruction
| No | NO | domBuildingPumpStationToilet
| Yes | YES | domBuildingPumpStationToilet
| Building | BUILDING | domBuildingPumpStationBuildingType
| Garage | GARAGE | domBuildingPumpStationBuildingType
| Kiosk/Cabinet | KIOSK | domBuildingPumpStationBuildingType
| Pumphouse | PUMPHOUSE | domBuildingPumpStationBuildingType
| Shed | SHED | domBuildingPumpStationBuildingType
| Not In List | NOT-IN-LIST | domBuildingPumpStationBuildingType
| Brick | BRICK | domRetainingWallConstruction
| Concrete | CONCRETE | domRetainingWallConstruction
| Concrete Block | CONCRETEBLOCK | domRetainingWallConstruction
| Gabion Basket | GABIONBASKET | domRetainingWallConstruction
| Masonry | MASONRY | domRetainingWallConstruction
| Not In List | NOT-IN-LIST | domRetainingWallConstruction
| Rock | ROCK | domRetainingWallConstruction
| Steel | STEEL | domRetainingWallConstruction
| Stone | STONE | domRetainingWallConstruction
| Wood | WOOD | domRetainingWallConstruction
| No | N | domRetainingWallSafetyBarrier
| Yes | Y | domRetainingWallSafetyBarrier
| Cast In-Situ | CASTINSITU | domRetainingWallConstructionStyle
| Crib | CRIB | domRetainingWallConstructionStyle
| Gabion | GABION | domRetainingWallConstructionStyle
| Masonry | MASONRY | domRetainingWallConstructionStyle
| Non Structural Facing | NONSTRUCTURALFACING | domRetainingWallConstructionStyle
| Post & Panel | POST&PANEL | domRetainingWallConstructionStyle
| Pre-Cast | PRECAST | domRetainingWallConstructionStyle
| Pre-Fabricated | PREFABRICATED | domRetainingWallConstructionStyle
| Reinforced Concrete | REINFORCEDCONCRETE | domRetainingWallConstructionStyle
| Not In List | NOT-IN-LIST | domRetainingWallConstructionStyle
| Breakwater | BREAKWATER | domRetainingWallType
| Landscaping | LANDSCAPING | domRetainingWallType
| Seawall | SEAWALL | domRetainingWallType
| Terrace | TERRACED | domRetainingWallType
| Not In List | NOT-IN-LIST | domRetainingWallType
| No | NO | domStationAudibleAlarm
| Yes | YES | domStationAudibleAlarm
| Chemical | CHEMICAL | domTankConsent
| Chlorine | CHLORINE | domTankConsent
| Coolant | COOLANT | domTankConsent
| Diesel | DIESEL | domTankConsent
| Gas | GAS | domTankConsent
| Liquid Petroleum Gas | LIQUID PETROLEUM GAS | domTankConsent
| Petrol | PETROL | domTankConsent
| Sewerage | SEWERAGE | domTankConsent
| Stormwater | STORMWATER | domTankConsent
| Water | WATER | domTankConsent
| Not In List | NOT-IN-LIST | domTankConsent
| Concrete | CONCRETE | domTankConstruction
| Not In List | NOT-IN-LIST | domTankConstruction
| Plastic | PLASTIC | domTankConstruction
| Steel | STEEL | domTankConstruction
| Wood | WOOD | domTankConstruction
| No | NO | domTankDoubleSkinned
| Yes | YES | domTankDoubleSkinned
| No | NO | domTankLiner
| Yes | YES | domTankLiner
| Cement | CEMENT | domTankLinerType
| Epar | EPAR | domTankLinerType
| Epoxy | EPOXY | domTankLinerType
| Fibre Glass | FIBRE GLASS | domTankLinerType
| Not Applicable | NOT-APP | domTankLinerType
| Not Available | NOT-AVL | domTankLinerType
| Plastic | PLASTIC | domTankLinerType
| Situclad-E | SITUCLAD-E | domTankLinerType
| Not In List | NOT-IN-LIST | domTankLinerType
| Above Ground | ABOVE | domTankGroundFeatureType
| Below Ground | BELOW | domTankGroundFeatureType
| Combination Above/Below Ground | COMBINATION | domTankGroundFeatureType
| Not In List | NOT-IN-LIST | domTankGroundFeatureType
| No | NO | domTankBund
| Yes | YES | domTankBund
| Domestic | DOMESTIC | domTankUse
| Fire Fighting | FIRE | domTankUse
| Heating | HEATING | domTankUse
| Irrigation | IRRIGATION | domTankUse
| Stock | STOCK | domTankUse
| Storage | STORAGE | domTankUse
| Vehicles | VEHICLES | domTankUse
| Not In List | NOT-IN-LIST | domTankUse
| Naylor Love Construction | Naylor Love Construction | domTankManufacturer
| Novacel | Novacel | domTankManufacturer
| Pentair Water | Pentair Water | domTankManufacturer
| Pump & Valve | Pump & Valve | domTankManufacturer
| Rx Plastics | Rx Plastics | domTankManufacturer
| Taymac | Taymac | domTankManufacturer
| Varem | Varem | domTankManufacturer
| Not In List | Not In List | domTankManufacturer
| Concrete | CONCRETE | domWatertankConstruction
| Steel | STEEL | domWatertankConstruction
| Wood | WOOD | domWatertankConstruction
| Not In List | NOT-IN-LIST | domWatertankConstruction
| Potable | POTABLE | domWatertankPotability
| Non-Potable | NON-POTABLE | domWatertankPotability
| Not In List | NOT-IN-LIST | domWatertankPotability
| Reservoir | RESERVOIR | domWatertankPurpose
| Suction Tank | SUCTION | domWatertankPurpose
| Temporary Tank | TEMPORARY | domWatertankPurpose
| Not In List | NOT-IN-LIST | domWatertankPurpose
| Above | ABOVE | domWellHeadType
| Below | BELOW | domWellHeadType
| Not In List | NOT-IN-LIST | domWellHeadType
| No | NO | domWellSecurityCage
| Yes | YES | domWellSecurityCage
| Non Public - Irrigation | NON PUBLIC - IRRIGATION | domWellPurpose
| Non Public - Plant Processes | NON PUBLIC - PLANT PROCESSES | domWellPurpose
| Non Public - Waste Water Servi | NON PUBLIC - WASTE WATER SERVI | domWellPurpose
| Public - Potable Water | PUBLIC - POTABLE WATER | domWellPurpose
| Not In List | NOT-IN-LIST | domWellPurpose
| No | NO | domWellLockableChamber
| Yes | YES | domWellLockableChamber
| No | NO | domWellChamberTopAlarm
| Yes | YES | domWellChamberTopAlarm
| No | NO | domWellWaterSamplingPoint
| Yes | YES | domWellWaterSamplingPoint
| Aluminium | ALUMINIUM | domWellChamberTopMaterial
| Cast Iron | CAST IRON | domWellChamberTopMaterial
| Not In List | NOT-IN-LIST | domWellChamberTopMaterial
| Mild Steel | MILD STEEL | domWellScreenMaterial
| PVC | PVC | domWellScreenMaterial
| Stainless Steel | STAINLESS STEEL | domWellScreenMaterial
| Steel | STEEL | domWellScreenMaterial
| Not In List | NOT-IN-LIST | domWellScreenMaterial
| Epxy coatd fbrgls rnfrcd plstc | EPXY COATD FBRGLS RNFRCD PLSTC | domWellCasingMaterial
| Steel | STEEL | domWellCasingMaterial
| Steel (Epoxy Coated) | STEEL-EPOXY | domWellCasingMaterial
| Mild Steel | STEEL-MILD | domWellCasingMaterial
| Welded line pipe | WELDED LINE PIPE | domWellCasingMaterial
| Not In List | NOT-IN-LIST | domWellCasingMaterial
| No | NO | domWellArtesian
| Yes | YES | domWellArtesian
| Pumps | PUMPS | domWellDeliveryTo
| Reservoir | RESERVOIR | domWellDeliveryTo
| Reticulation | RETICULATION | domWellDeliveryTo
| Suction Tank | SUCTION TANK | domWellDeliveryTo
| Not In List | NOT-IN-LIST | domWellDeliveryTo
| 1 | 1 | domWellAquifer
| 2 | 2 | domWellAquifer
| 3 | 3 | domWellAquifer
| 4 | 4 | domWellAquifer
| 5 | 5 | domWellAquifer